## Instruction
| Author(s) | BIM for Housing Associations
| Document Name | BIM4HAs COBie Data Format Example
| Document Status | For public Issue
| Description | Construction Operation Building Information Exchange (COBie) is a simplified method of collecting your asset information into one source. COBie is a schema for compiling and transferring data between software (displayed here as an Excel spreadsheet). Because COBie is provided in Excel format it is compatible with all asset management (AM/CAFM) systems. It is the format in which data about your asset will be transferred into your systems at key information exchanges. The BIM4HAs COBie is a suggested set of information to be collected for all planned preventative maintenance (PPM) and fire safety requirements. Use it as the foundation upon which to build your organisation’s needs.
| Disclaimer | The details in this document are for general information purposes only. Nothing in these documents constitutes legal advice or gives rise to a solicitor/client relationship. Specialist legal advice should be taken in relation to specific circumstances.
| Document Version | 2
| Date Issued | 2022-06-27
| Information | http://housing.org.uk/BIM4HAs
| Contact | BIM4HAs@ukbimalliance.org
VERSION HISTORY
| Date | Description | Version
| 2021-06-21 | First Public Issue | 1
| 2022-06-27 | Second Public Issue | 2
Title | Cobie
Version | 2
Release | 4
Status | IFC2x3
Region | en-UK
Purpose |  | From | Till | Count | Ratio | Key | This spreadsheet supports the exchange of building, system and product information through the life of the project.
[5 empty] | 9.766 | Additional information per Object | Individual worksheets are organized by project phase as shown below
All Phases | Sheet | From | Till | Count | Ratio | Key | Contents
| Contact |  |  | 3 | 0.015957 | Contacts per Object | People and Companies
Early Design Worksheets | Sheet | From | Till | Count | Ratio | Key | Contents
| Facility |  |  | 1
| Floor |  |  | 1 | 1 | Floors per Facility | Vertical levels and exterior areas
| Space |  |  | 16 | 0.0625 | Spaces per Floor | Spaces
| Zone |  |  | 2 | 8 | Spaces per Zone | Sets of spaces sharing a specific attribute
| Type |  |  | 72 | 1 | Components per Type | Types of equipment, products, and materials
Detailed Design Worksheets | Sheet | From | Till | Count | Ratio | Key | Contents
| Component |  |  | 72 | 4.5 | Components per Space | Individually named or schedule items
| System |  |  | 24 | 3 | Components per System | Sets of components providing a service
| Assembly |  |  | 1 | 0.0053191 | Assemblies per Object | Constituents for Types, Components and others
| Connection |  |  | 1 | 0.0053191 | Connections per Object | Logical connections between components
| Impact |  |  | 1 | 0.0053191 | Impacts per Object | Economic, Environmental and Social Impacts at various stages in the life cycle
Construction Worksheets | Sheet | From | Till | Count | Ratio | Key | Contents
Note: submittals and approvals added on Documents
Note: manufacturer and model added on Type
Note: serial and tag added on Component
Operations and Maintenance Worksheets | Sheet | From | Till | Count | Ratio | Key | Contents
| Spare |  |  | 6 | 0.083333 | Spares per Type | Onsite and replacement parts
| Resource |  |  | 1 | 0.013889 | Resources per Type | Required materials, tools, and training
| Job |  |  | 65 | 0.90278 | Jobs per Type | PM, Safety, and other job plans
Note: warranty information added on Type
All Phases | Sheet | From | Till | Count | Ratio | Key | Contents
| Document |  |  | 151 | 0.80319 | Documents per Object | All applicable document references
| Attribute |  |  | 1608 | 8.5532 | Attributes per Object | Properties of referenced item
| Coordinate |  |  | 1 | 0.0053191 | Coordinates per Object | Spatial locations in box, line, or point format
| Issue |  |  | 1 | 0.0053191 | Issues per Object | Other issues remaining at handover.
Legend
| text | [5 empty] | required
| text | [5 empty] | reference to other sheet or pick list
| text | [5 empty] | external reference
| text | [5 empty] | if specified as required
| text | [5 empty] | secondary information when preparing product data
NOTES:
Note: Regional, owner, or product specific data may be added as new columns to the right of standard template columns.
Note: Regional classification codes may be substituted for the specifiable picklists used in the United States.
Copyright | USACE ERDC | (c) 2006-2011

## Contact
Email | CreatedBy | CreatedOn | Category | Company | Phone | ExternalSystem | ExternalObject | ExternalIdentifier | Department | OrganizationCode | GivenName | FamilyName | Street | PostalBox | Town | StateRegion | PostalCode | Country
vsoni@calfordseaden.com | vsoni@calfordseaden.com | 2020-11-09 12:05 | Ro_50_10_04 : Architectural designer | calfordseaden llp | 123 |  | + |  | n/a | CAL | Varun | Soni | Kings Head Yard | n/a | London | n/a | SE1 1NA | United Kingdom
nn@aec3.com | vsoni@calfordseaden.com | 2021-07-27 20:19 | Ro_30_10_42 : Information Manager | AEC3 UK Ltd | 123 |  |  |  | n/a | AEC3 | Nicholas | Nisbet | 46 St Margarets Grove, Great Kingshill | n/a | High Wycombe | Bucks | HP15 6HP | United Kingdom
DefaultContact@DefaultCompany.com | vsoni@calfordseaden.com | 2020-11-10 12:05 | Ro : No role defined | default company | 123 |  |  |  | n/a | DC | n/a | n/a | n/a | n/a | AnyTown | Anyshire | AA9 9AA | United Kingdom

## Facility
Name | CreatedBy | CreatedOn | Category | ProjectName | SiteName | LinearUnits | AreaUnits | VolumeUnits | CurrencyUnit | AreaMeasurement | ExternalSystem | ExternalProjectObject | ExternalProjectIdentifier | ExternalSiteObject | ExternalSiteIdentifier | ExternalFacilityObject | ExternalFacilityIdentifier | Description | ProjectDescription | SiteDescription | Phase
DefaultFacility | vsoni@calfordseaden.com | 2020-11-09 12:05 | En_45_10 : Residential buildings | DefaultProject | DefaultSite | meters | square_meters | cubic_meters | pounds | no specific method used | [7 empty] | Default Building | Default Project | Site Address | CIC 6 : Handover

## Floor
Name | CreatedBy | CreatedOn | Category | ExtSystem | ExtObject | ExtIdentifier | Description | Elevation | Height
DefaultFloor | vsoni@calfordseaden.com | 2020-11-09 12:05 | Floor |  |  |  | Default Floor | 0 | 3

## Space
Name | CreatedBy | CreatedOn | Category | FloorName | Description | ExtSystem | ExtObject | ExtIdentifier | RoomTag | UsableHeight | GrossArea | NetArea
High-voltage electricity substation | vsoni@calfordseaden.com | 2020-11-09 12:05 | En_70_30_35 : High-voltage electricity substations | DefaultFloor | High-voltage electricity substation |  |  |  | n/a
Low-voltage electricity substation | vsoni@calfordseaden.com | 2020-11-09 12:05 | En_70_30_45 : Low-voltage electricity substations | DefaultFloor | Low-voltage electricity substation |  |  |  | n/a
Underground vehicle parking | vsoni@calfordseaden.com | 2020-11-09 12:05 | En_80_45_92 : Underground vehicle parks | DefaultFloor | Underground vehicle parking |  |  |  | n/a
DefaultSpace | vsoni@calfordseaden.com | 2020-11-09 12:05 | SL : Unclassified Space | DefaultFloor | DefaultSpace |  |  |  | n/a
Caretaker Room | vsoni@calfordseaden.com | 2020-11-09 12:05 | SL_30_60_11 : Caretaker Room | DefaultFloor | Caretaker Room |  |  |  | n/a
Wash Up Space | vsoni@calfordseaden.com | 2020-11-09 12:05 | SL_30_60_96 : Wash Up Spaces | DefaultFloor | Wash Up Space |  |  |  | n/a
Bathroom 01-01 | vsoni@calfordseaden.com | 2020-11-09 12:05 | SL_35_80_08 : Bathrooms | DefaultFloor | Bathroom |  |  |  | n/a |  | 5
Toilet 01-07 | vsoni@calfordseaden.com | 2020-11-09 12:05 | SL_35_80_89 : Toilets | DefaultFloor | Toilet |  |  |  | n/a |  | 2
Public Park or Garden | vsoni@calfordseaden.com | 2020-11-09 12:05 | SL_40_05_68 : Public Park and Gardens | DefaultFloor | Public Park or Garden |  |  |  | n/a
Balcony 01-02 | vsoni@calfordseaden.com | 2020-11-09 12:05 | SL_45_10_06 : Balconies | DefaultFloor | Balcony |  |  |  | n/a |  | 2
Bedroom 01-03 | vsoni@calfordseaden.com | 2020-11-09 12:05 | SL_45_10_09 : Bedroom | DefaultFloor | Bedroom |  |  |  | n/a |  | 10
Domestic Kitchen 01-04 | vsoni@calfordseaden.com | 2020-11-09 12:05 | SL_45_10_23 : Domestic Kitchen | DefaultFloor | Domestic Kitchen |  |  |  | n/a |  | 8
Kitchen dining room | vsoni@calfordseaden.com | 2020-11-09 12:05 | SL_45_10_44 : Kitchen dining rooms | DefaultFloor | Kitchen dining room |  |  |  | n/a
Living Room 01-05 | vsoni@calfordseaden.com | 2020-11-09 12:05 | SL_45_10_49 : Living Room | DefaultFloor | Living Room |  |  |  | n/a |  | 12
Utility Room | vsoni@calfordseaden.com | 2020-11-09 12:05 | SL_45_10_93 : Utility Room | DefaultFloor | Utility Room |  |  |  | n/a
Corridor | vsoni@calfordseaden.com | 2020-11-09 12:05 | SL_90_10_15 : Corridors | DefaultFloor | Corridor |  |  |  | n/a
Hallway | vsoni@calfordseaden.com | 2020-11-09 12:05 | SL_90_10_36 : Hallways | DefaultFloor | Hallway |  |  |  | n/a
Lobby 01-06 | vsoni@calfordseaden.com | 2020-11-09 12:05 | SL_90_10_51 : Lobbies (unit) | DefaultFloor | Lobby (unit) |  |  |  | n/a |  | 2
Stairway (shared) | vsoni@calfordseaden.com | 2020-11-09 12:05 | SL_90_10_87 : Stairways (shared) | DefaultFloor | Stairway (shared) |  |  |  | n/a
Walkway | vsoni@calfordseaden.com | 2020-11-09 12:05 | SL_90_10_95 : Walkways | DefaultFloor | Walkway |  |  |  | n/a
Changing Room | vsoni@calfordseaden.com | 2020-11-09 12:05 | SL_90_20_13 : Changing Room | DefaultFloor | Changing Room |  |  |  | n/a
Cleaners Store | vsoni@calfordseaden.com | 2020-11-09 12:05 | SL_90_50_16 : Cleaners Stores | DefaultFloor | Cleaners Store |  |  |  | n/a
Cycle Storage | vsoni@calfordseaden.com | 2020-11-09 12:05 | SL_90_50_17 : Cycle Storage | DefaultFloor | Cycle Storage |  |  |  | n/a
Store Room | vsoni@calfordseaden.com | 2020-11-09 12:05 | SL_90_50_35 : Store Room | DefaultFloor | Store Room |  |  |  | n/a
Storage Room (unit) | vsoni@calfordseaden.com | 2020-11-09 12:05 | SL_90_50_84 : Storage Rooms (unit) | DefaultFloor | Storage Room (unit) |  |  |  | n/a
Tank Room | vsoni@calfordseaden.com | 2020-11-09 12:05 | SL_90_90_87 : Tank Room | DefaultFloor | Tank Room |  |  |  | n/a

## Zone
Name | CreatedBy | CreatedOn | Category | SpaceNames | ExtSystem | ExtObject | ExtIdentifier | Description
DefaultZone | vsoni@calfordseaden.com | 2020-11-09 12:05 | OccupancyZone | DefaultSpace |  |  |  | required
Dwelling 01 | vsoni@calfordseaden.com | 2020-11-10 12:05 | OccupancyZone | Bathroom 01-01, Toilet 01-07, Balcony 01-02, Bedroom 01-03, Domestic Kitchen 01-04, Living Room 01-05, Lobby 01-06 |  |  |  | required
Core | vsoni@calfordseaden.com | 2020-11-11 12:05 | OccupancyZone | Store Room, Stairway (shared) |  |  |  | required
Lobby | vsoni@calfordseaden.com | 2020-11-14 12:05 | OccupancyZone | Hallway |  |  |  | required
Commercial | vsoni@calfordseaden.com | 2020-11-15 12:05 | OccupancyZone |  |  |  |  | required
External | vsoni@calfordseaden.com | 2020-11-16 12:05 | OccupancyZone | High-voltage electricity substation, Low-voltage electricity substation, Underground vehicle parking, Public Park or Garden |  |  |  | required
Riser | vsoni@calfordseaden.com | 2020-11-17 12:05 | OccupancyZone | Tank Room |  |  |  | required
Compartment 01 | nn@aec3.com | 2020-11-17 12:05 | FireCompartment | Bathroom 01-01, Toilet 01-07, Bedroom 01-03, Domestic Kitchen 01-04, Living Room 01-05, Lobby 01-06

## Type
Name | CreatedBy | CreatedOn | Category | Description | AssetType | Manufacturer | ModelNumber | WarrantyGuarantorParts | WarrantyDurationParts | WarrantyGuarantorLabor | WarrantyDurationLabor | WarrantyDurationUnit | ExtSystem | ExtObject | ExtIdentifier | ReplacementCost | ExpectedLife | DurationUnit | WarrantyDescription | NominalLength | NominalWidth | NominalHeight | ModelReference | Shape | Size | Color | Finish | Grade | Material | Constituents | Features | AccessibilityPerformance | CodePerformance | SustainabilityPerformance
Asbestos | nn@aec3.com | 2020-11-09 12:05 | Pr : Products | Asbestos | Fixed | DefaultContact@DefaultCompany.com | required | required | required | required | required | required |  |  |  |  | required | Years | required | 0.3 | 0.2 | 0.1 | required | required | required | required | required | required | required |  | required | required | required | required
Balcony | nn@aec3.com | 2020-11-09 12:05 | Pr : Products | Balcony | Fixed | DefaultContact@DefaultCompany.com | required | required | required | required | required | required |  |  |  |  | required | Years | required | 0.3 | 0.2 | 0.1 | required | required | required | required | required | required | required |  | required | required | required | required
Balcony Balustrade | nn@aec3.com | 2020-11-09 12:05 | Pr : Products | Balcony Balustrade | Fixed | DefaultContact@DefaultCompany.com | required | required | required | required | required | required |  |  |  |  | required | Years | required | 0.3 | 0.2 | 0.1 | required | required | required | required | required | required | required |  | required | required | required | required
Balcony Cladding | nn@aec3.com | 2020-11-09 12:05 | Pr : Products | Balcony Cladding | Fixed | DefaultContact@DefaultCompany.com | required | required | required | required | required | required |  |  |  |  | required | Years | required | 0.3 | 0.2 | 0.1 | required | required | required | required | required | required | required |  | required | required | required | required
Balcony connection anchor | nn@aec3.com | 2020-11-09 12:05 | Pr : Products | Balcony connection anchor | Fixed | DefaultContact@DefaultCompany.com | required | required | required | required | required | required |  |  |  |  | required | Years | required | 0.3 | 0.2 | 0.1 | required | required | required | required | required | required | required |  | required | required | required | required
Balcony Deck | nn@aec3.com | 2020-11-09 12:05 | Pr : Products | Balcony Deck | Fixed | DefaultContact@DefaultCompany.com | required | required | required | required | required | required |  |  |  |  | required | Years | required | 0.3 | 0.2 | 0.1 | required | required | required | required | required | required | required |  | required | required | required | required
Balcony Door | nn@aec3.com | 2020-11-09 12:05 | Pr : Products | Balcony Door | Fixed | DefaultContact@DefaultCompany.com | required | required | required | required | required | required |  |  |  |  | required | Years | required | 0.3 | 0.2 | 0.1 | required | required | required | required | required | required | required |  | required | required | required | required
Balcony Soffit | nn@aec3.com | 2020-11-09 12:05 | Pr : Products | Balcony Soffit | Fixed | DefaultContact@DefaultCompany.com | required | required | required | required | required | required |  |  |  |  | required | Years | required | 0.3 | 0.2 | 0.1 | required | required | required | required | required | required | required |  | required | required | required | required
Balcony Structure | nn@aec3.com | 2020-11-09 12:05 | Pr : Products | Balcony Structure | Fixed | DefaultContact@DefaultCompany.com | required | required | required | required | required | required |  |  |  |  | required | Years | required | 0.3 | 0.2 | 0.1 | required | required | required | required | required | required | required |  | required | required | required | required
Bargeboard | nn@aec3.com | 2020-11-09 12:05 | Pr : Products | Bargeboard | Fixed | DefaultContact@DefaultCompany.com | required | required | required | required | required | required |  |  |  |  | required | Years | required | 0.3 | 0.2 | 0.1 | required | required | required | required | required | required | required |  | required | required | required | required
Boundary | nn@aec3.com | 2020-11-09 12:05 | Pr : Products | Boundary | Fixed | DefaultContact@DefaultCompany.com | required | required | required | required | required | required |  |  |  |  | required | Years | required | 0.3 | 0.2 | 0.1 | required | required | required | required | required | required | required |  | required | required | required | required
Canopy | nn@aec3.com | 2020-11-09 12:05 | Pr : Products | Canopy | Fixed | DefaultContact@DefaultCompany.com | required | required | required | required | required | required |  |  |  |  | required | Years | required | 0.3 | 0.2 | 0.1 | required | required | required | required | required | required | required |  | required | required | required | required
Communal District Heating | nn@aec3.com | 2020-11-09 12:05 | Pr : Products | Communal District Heating | Fixed | DefaultContact@DefaultCompany.com | required | required | required | required | required | required |  |  |  |  | required | Years | required | 0.3 | 0.2 | 0.1 | required | required | required | required | required | required | required |  | required | required | required | required
DefaultType | vsoni@calfordseaden.com | 2020-11-09 12:05 | Pr : Products | DefaultType | Fixed | DefaultContact@DefaultCompany.com | required | required | required | required | required | required |  |  |  |  | required | Years | required | 0.3 | 0.2 | 0.1 | required | required | required | required | required | required | required |  | required | required | required | required
Driveway | nn@aec3.com | 2020-11-09 12:05 | Pr : Products | Driveway | Fixed | DefaultContact@DefaultCompany.com | required | required | required | required | required | required |  |  |  |  | required | Years | required | 0.3 | 0.2 | 0.1 | required | required | required | required | required | required | required |  | required | required | required | required
Dwelling Handset/Panel | nn@aec3.com | 2020-11-09 12:05 | Pr : Products | Dwelling Handset/Panel | Fixed | DefaultContact@DefaultCompany.com | required | required | required | required | required | required |  |  |  |  | required | Years | required | 0.3 | 0.2 | 0.1 | required | required | required | required | required | required | required |  | required | required | required | required
Electric Car Charging Point | nn@aec3.com | 2020-11-09 12:05 | Pr : Products | Electric Car Charging Point | Fixed | DefaultContact@DefaultCompany.com | required | required | required | required | required | required |  |  |  |  | required | Years | required | 0.3 | 0.2 | 0.1 | required | required | required | required | required | required | required |  | required | required | required | required
Emergency Light | nn@aec3.com | 2020-11-09 12:05 | Pr : Products | Emergency Light | Fixed | DefaultContact@DefaultCompany.com | required | required | required | required | required | required |  |  |  |  | required | Years | required | 0.3 | 0.2 | 0.1 | required | required | required | required | required | required | required |  | required | required | required | required
External Decoration | nn@aec3.com | 2020-11-09 12:05 | Pr : Products | External Decoration | Fixed | DefaultContact@DefaultCompany.com | required | required | required | required | required | required |  |  |  |  | required | Years | required | 0.3 | 0.2 | 0.1 | required | required | required | required | required | required | required |  | required | required | required | required
External Roof Covering | nn@aec3.com | 2020-11-09 12:05 | Pr : Products | External Roof Covering | Fixed | DefaultContact@DefaultCompany.com | required | required | required | required | required | required |  |  |  |  | required | Years | required | 0.3 | 0.2 | 0.1 | required | required | required | required | required | required | required |  | required | required | required | required
Façade Access Equipment | nn@aec3.com | 2020-11-09 12:05 | Pr : Products | Façade Access Equipment | Fixed | DefaultContact@DefaultCompany.com | required | required | required | required | required | required |  |  |  |  | required | Years | required | 0.3 | 0.2 | 0.1 | required | required | required | required | required | required | required |  | required | required | required | required
Fire fighting Lift | nn@aec3.com | 2020-11-09 12:05 | Pr : Products | Fire fighting Lift | Fixed | DefaultContact@DefaultCompany.com | required | required | required | required | required | required |  |  |  |  | required | Years | required | 0.3 | 0.2 | 0.1 | required | required | required | required | required | required | required |  | required | required | required | required
Floor construction | nn@aec3.com | 2020-11-09 12:05 | Pr : Products | Floor construction | Fixed | DefaultContact@DefaultCompany.com | required | required | required | required | required | required |  |  |  |  | required | Years | required | 0.3 | 0.2 | 0.1 | required | required | required | required | required | required | required |  | required | required | required | required
Furniture | nn@aec3.com | 2020-11-09 12:05 | Pr : Products | Furniture | Fixed | DefaultContact@DefaultCompany.com | required | required | required | required | required | required |  |  |  |  | required | Years | required | 0.3 | 0.2 | 0.1 | required | required | required | required | required | required | required |  | required | required | required | required
Garage Door | nn@aec3.com | 2020-11-09 12:05 | Pr : Products | Garage Door | Fixed | DefaultContact@DefaultCompany.com | required | required | required | required | required | required |  |  |  |  | required | Years | required | 0.3 | 0.2 | 0.1 | required | required | required | required | required | required | required |  | required | required | required | required
Gas Suppression | nn@aec3.com | 2020-11-09 12:05 | Pr : Products | Gas Suppression | Fixed | DefaultContact@DefaultCompany.com | required | required | required | required | required | required |  |  |  |  | required | Years | required | 0.3 | 0.2 | 0.1 | required | required | required | required | required | required | required |  | required | required | required | required
Glass | nn@aec3.com | 2020-11-09 12:05 | Pr : Products | Glass | Fixed | DefaultContact@DefaultCompany.com | required | required | required | required | required | required |  |  |  |  | required | Years | required | 0.3 | 0.2 | 0.1 | required | required | required | required | required | required | required |  | required | required | required | required
Green Roof | nn@aec3.com | 2020-11-09 12:05 | Pr : Products | Green Roof | Fixed | DefaultContact@DefaultCompany.com | required | required | required | required | required | required |  |  |  |  | required | Years | required | 0.3 | 0.2 | 0.1 | required | required | required | required | required | required | required |  | required | required | required | required
Gully | nn@aec3.com | 2020-11-09 12:05 | Pr : Products | Gully | Fixed | DefaultContact@DefaultCompany.com | required | required | required | required | required | required |  |  |  |  | required | Years | required | 0.3 | 0.2 | 0.1 | required | required | required | required | required | required | required |  | required | required | required | required
Heat Control | nn@aec3.com | 2020-11-09 12:05 | Pr : Products | Heat Control | Fixed | DefaultContact@DefaultCompany.com | required | required | required | required | required | required |  |  |  |  | required | Years | required | 0.3 | 0.2 | 0.1 | required | required | required | required | required | required | required |  | required | required | required | required
Internal Lining | nn@aec3.com | 2020-11-09 12:05 | Pr : Products | Internal Lining | Fixed | DefaultContact@DefaultCompany.com | required | required | required | required | required | required |  |  |  |  | required | Years | required | 0.3 | 0.2 | 0.1 | required | required | required | required | required | required | required |  | required | required | required | required
LAN Hub | nn@aec3.com | 2020-11-09 12:05 | Pr : Products | LAN Hub | Fixed | DefaultContact@DefaultCompany.com | required | required | required | required | required | required |  |  |  |  | required | Years | required | 0.3 | 0.2 | 0.1 | required | required | required | required | required | required | required |  | required | required | required | required
Landlord Cold Water Supply | nn@aec3.com | 2020-11-09 12:05 | Pr : Products | Landlord Cold Water Supply | Fixed | DefaultContact@DefaultCompany.com | required | required | required | required | required | required |  |  |  |  | required | Years | required | 0.3 | 0.2 | 0.1 | required | required | required | required | required | required | required |  | required | required | required | required
MCCB (Panel) | nn@aec3.com | 2020-11-09 12:05 | Pr : Products | MCCB (Panel) | Fixed | DefaultContact@DefaultCompany.com | required | required | required | required | required | required |  |  |  |  | required | Years | required | 0.3 | 0.2 | 0.1 | required | required | required | required | required | required | required |  | required | required | required | required
Mechanical Dryer | nn@aec3.com | 2020-11-09 12:05 | Pr : Products | Mechanical Dryer | Fixed | DefaultContact@DefaultCompany.com | required | required | required | required | required | required |  |  |  |  | required | Years | required | 0.3 | 0.2 | 0.1 | required | required | required | required | required | required | required |  | required | required | required | required
Mechanical Ventilation | nn@aec3.com | 2020-11-09 12:05 | Pr : Products | Mechanical Ventilation | Fixed | DefaultContact@DefaultCompany.com | required | required | required | required | required | required |  |  |  |  | required | Years | required | 0.3 | 0.2 | 0.1 | required | required | required | required | required | required | required |  | required | required | required | required
Membrane | nn@aec3.com | 2020-11-09 12:05 | Pr : Products | Membrane | Fixed | DefaultContact@DefaultCompany.com | required | required | required | required | required | required |  |  |  |  | required | Years | required | 0.3 | 0.2 | 0.1 | required | required | required | required | required | required | required |  | required | required | required | required
Parking Bay | nn@aec3.com | 2020-11-09 12:05 | Pr : Products | Parking Bay | Fixed | DefaultContact@DefaultCompany.com | required | required | required | required | required | required |  |  |  |  | required | Years | required | 0.3 | 0.2 | 0.1 | required | required | required | required | required | required | required |  | required | required | required | required
Perimeter | nn@aec3.com | 2020-11-09 12:05 | Pr : Products | Perimeter | Fixed | DefaultContact@DefaultCompany.com | required | required | required | required | required | required |  |  |  |  | required | Years | required | 0.3 | 0.2 | 0.1 | required | required | required | required | required | required | required |  | required | required | required | required
Planting | nn@aec3.com | 2020-11-09 12:05 | Pr : Products | Planting | Fixed | DefaultContact@DefaultCompany.com | required | required | required | required | required | required |  |  |  |  | required | Years | required | 0.3 | 0.2 | 0.1 | required | required | required | required | required | required | required |  | required | required | required | required
Podiums | nn@aec3.com | 2020-11-09 12:05 | Pr : Products | Podiums | Fixed | DefaultContact@DefaultCompany.com | required | required | required | required | required | required |  |  |  |  | required | Years | required | 0.3 | 0.2 | 0.1 | required | required | required | required | required | required | required |  | required | required | required | required
Rising Main | nn@aec3.com | 2020-11-09 12:05 | Pr : Products | Rising Main | Fixed | DefaultContact@DefaultCompany.com | required | required | required | required | required | required |  |  |  |  | required | Years | required | 0.3 | 0.2 | 0.1 | required | required | required | required | required | required | required |  | required | required | required | required
Road | nn@aec3.com | 2020-11-09 12:05 | Pr : Products | Road | Fixed | DefaultContact@DefaultCompany.com | required | required | required | required | required | required |  |  |  |  | required | Years | required | 0.3 | 0.2 | 0.1 | required | required | required | required | required | required | required |  | required | required | required | required
Roof | nn@aec3.com | 2020-11-09 12:05 | Pr : Products | Roof | Fixed | DefaultContact@DefaultCompany.com | required | required | required | required | required | required |  |  |  |  | required | Years | required | 0.3 | 0.2 | 0.1 | required | required | required | required | required | required | required |  | required | required | required | required
Roof Construction Type | nn@aec3.com | 2020-11-09 12:05 | Pr : Products | Roof Construction Type | Fixed | DefaultContact@DefaultCompany.com | required | required | required | required | required | required |  |  |  |  | required | Years | required | 0.3 | 0.2 | 0.1 | required | required | required | required | required | required | required |  | required | required | required | required
Roof Covering | nn@aec3.com | 2020-11-09 12:05 | Pr : Products | Roof Covering | Fixed | DefaultContact@DefaultCompany.com | required | required | required | required | required | required |  |  |  |  | required | Years | required | 0.3 | 0.2 | 0.1 | required | required | required | required | required | required | required |  | required | required | required | required
Roof Finish | nn@aec3.com | 2020-11-09 12:05 | Pr : Products | Roof Finish | Fixed | DefaultContact@DefaultCompany.com | required | required | required | required | required | required |  |  |  |  | required | Years | required | 0.3 | 0.2 | 0.1 | required | required | required | required | required | required | required |  | required | required | required | required
Roof Lining | nn@aec3.com | 2020-11-09 12:05 | Pr : Products | Roof Lining | Fixed | DefaultContact@DefaultCompany.com | required | required | required | required | required | required |  |  |  |  | required | Years | required | 0.3 | 0.2 | 0.1 | required | required | required | required | required | required | required |  | required | required | required | required
Roof Structure | nn@aec3.com | 2020-11-09 12:05 | Pr : Products | Roof Structure | Fixed | DefaultContact@DefaultCompany.com | required | required | required | required | required | required |  |  |  |  | required | Years | required | 0.3 | 0.2 | 0.1 | required | required | required | required | required | required | required |  | required | required | required | required
Roof Type | nn@aec3.com | 2020-11-09 12:05 | Pr : Products | Roof Type | Fixed | DefaultContact@DefaultCompany.com | required | required | required | required | required | required |  |  |  |  | required | Years | required | 0.3 | 0.2 | 0.1 | required | required | required | required | required | required | required |  | required | required | required | required
Soil Pipe | nn@aec3.com | 2020-11-09 12:05 | Pr : Products | Soil Pipe | Fixed | DefaultContact@DefaultCompany.com | required | required | required | required | required | required |  |  |  |  | required | Years | required | 0.3 | 0.2 | 0.1 | required | required | required | required | required | required | required |  | required | required | required | required
Solar Thermal Hot Water Panel | nn@aec3.com | 2020-11-09 12:05 | Pr : Products | Solar Thermal Hot Water Panel | Fixed | DefaultContact@DefaultCompany.com | required | required | required | required | required | required |  |  |  |  | required | Years | required | 0.3 | 0.2 | 0.1 | required | required | required | required | required | required | required |  | required | required | required | required
Surface | nn@aec3.com | 2020-11-09 12:05 | Pr : Products | Surface | Fixed | DefaultContact@DefaultCompany.com | required | required | required | required | required | required |  |  |  |  | required | Years | required | 0.3 | 0.2 | 0.1 | required | required | required | required | required | required | required |  | required | required | required | required
Surface Planting | nn@aec3.com | 2020-11-09 12:05 | Pr : Products | Surface Planting | Fixed | DefaultContact@DefaultCompany.com | required | required | required | required | required | required |  |  |  |  | required | Years | required | 0.3 | 0.2 | 0.1 | required | required | required | required | required | required | required |  | required | required | required | required
Telephone/ADSL Line/Connection | nn@aec3.com | 2020-11-09 12:05 | Pr : Products | Telephone/ADSL Line/Connection | Fixed | DefaultContact@DefaultCompany.com | required | required | required | required | required | required |  |  |  |  | required | Years | required | 0.3 | 0.2 | 0.1 | required | required | required | required | required | required | required |  | required | required | required | required
Through Floor Lift | nn@aec3.com | 2020-11-09 12:05 | Pr : Products | Through Floor Lift | Fixed | DefaultContact@DefaultCompany.com | required | required | required | required | required | required |  |  |  |  | required | Years | required | 0.3 | 0.2 | 0.1 | required | required | required | required | required | required | required |  | required | required | required | required
Vehicle Stacker | nn@aec3.com | 2020-11-09 12:05 | Pr : Products | Vehicle Stacker | Fixed | DefaultContact@DefaultCompany.com | required | required | required | required | required | required |  |  |  |  | required | Years | required | 0.3 | 0.2 | 0.1 | required | required | required | required | required | required | required |  | required | required | required | required
Ventilation | nn@aec3.com | 2020-11-09 12:05 | Pr : Products | Ventilation | Fixed | DefaultContact@DefaultCompany.com | required | required | required | required | required | required |  |  |  |  | required | Years | required | 0.3 | 0.2 | 0.1 | required | required | required | required | required | required | required |  | required | required | required | required
Wall | nn@aec3.com | 2020-11-09 12:05 | Pr : Products | Wall | Fixed | DefaultContact@DefaultCompany.com | required | required | required | required | required | required |  |  |  |  | required | Years | required | 0.3 | 0.2 | 0.1 | required | required | required | required | required | required | required |  | required | required | required | required
Warden Alarm Call Point | nn@aec3.com | 2020-11-09 12:05 | Pr : Products | Warden Alarm Call Point | Fixed | DefaultContact@DefaultCompany.com | required | required | required | required | required | required |  |  |  |  | required | Years | required | 0.3 | 0.2 | 0.1 | required | required | required | required | required | required | required |  | required | required | required | required
Water Pipe | nn@aec3.com | 2020-11-09 12:05 | Pr : Products | Water Pipe | Fixed | DefaultContact@DefaultCompany.com | required | required | required | required | required | required |  |  |  |  | required | Years | required | 0.3 | 0.2 | 0.1 | required | required | required | required | required | required | required |  | required | required | required | required
Water Recycling System | nn@aec3.com | 2020-11-09 12:05 | Pr : Products | Water Recycling System | Fixed | DefaultContact@DefaultCompany.com | required | required | required | required | required | required |  |  |  |  | required | Years | required | 0.3 | 0.2 | 0.1 | required | required | required | required | required | required | required |  | required | required | required | required
Structure or general product | vsoni@calfordseaden.com | 2020-11-09 12:05 | Pr_20 : Structure and general products | Structure or general product | Fixed | DefaultContact@DefaultCompany.com | required | required | required | required | required | required |  |  |  |  | required | Years | required | 0.3 | 0.2 | 0.1 | required | required | required | [5 empty] | required | required | required | required
Roof Anchorage Point | nn@aec3.com | 2020-11-09 12:05 | Pr_20_29_03 : Anchors and components | Roof Anchorage Point | Fixed | DefaultContact@DefaultCompany.com | required | required | required | required | required | required |  |  |  |  | required | Years | required | 0.3 | 0.2 | 0.1 | required | required | required | required | required | required | required |  | required | required | required | required
Solar module roof anchor | vsoni@calfordseaden.com | 2020-11-09 12:05 | Pr_20_29_03_78 : Solar module roof anchors | Solar module roof anchor | Fixed | DefaultContact@DefaultCompany.com | required | required | required | required | required | required | [5 empty] | Years | required | 0.3 | 0.2 | 0.1 | required | required | required | [5 empty] | required | required | required | required
Abseil Fixing | nn@aec3.com | 2020-11-09 12:05 | Pr_20_29_30 : Fixing lugs | Abseil Fixing | Fixed | DefaultContact@DefaultCompany.com | required | required | required | required | required | required |  |  |  |  | required | Years | required | 0.3 | 0.2 | 0.1 | required | required | required | required | required | required | required |  | required | required | required | required
Cladding Mounting System | nn@aec3.com | 2020-11-09 12:05 | Pr_20_29_30 : Fixing lugs | Cladding Mounting System | Fixed | DefaultContact@DefaultCompany.com | required | required | required | required | required | required |  |  |  |  | required | Years | required | 0.3 | 0.2 | 0.1 | required | required | required | required | required | required | required |  | required | required | required | required
Cast brass glass fixing bracket | vsoni@calfordseaden.com | 2020-11-09 12:05 | Pr_20_29_34_16 : Cast brass glass fixing brackets | Cast brass glass fixing bracket | Fixed | DefaultContact@DefaultCompany.com | required | required | required | required | required | required |  |  |  |  | required | Years | required | 0.3 | 0.2 | 0.1 | required | required | required | [5 empty] | required | required | required | required
Framing system | nn@aec3.com | 2020-11-09 12:05 | Pr_20_65 : Prefabricated buildings and structures | Framing system | Fixed | DefaultContact@DefaultCompany.com | required | required | required | required | required | required |  |  |  |  | required | Years | required | 0.3 | 0.2 | 0.1 | required | required | required | required | required | required | required |  | required | required | required | required
Building Structure | nn@aec3.com | 2020-11-09 12:05 | Pr_20_65_60 : Panelled and framed structures | Building Structure | Fixed | DefaultContact@DefaultCompany.com | required | required | required | required | required | required |  |  |  |  | required | Years | required | 0.3 | 0.2 | 0.1 | required | required | required | required | required | required | required |  | required | required | required | required
Shelter structure | vsoni@calfordseaden.com | 2020-11-09 12:05 | Pr_20_65_78 : Shelter structures | Shelter structure | Fixed | DefaultContact@DefaultCompany.com | required | required | required | required | required | required | [5 empty] | Years | required | 0.3 | 0.2 | 0.1 | required | required | required | [5 empty] | required | required | required | required
Smoking Shelter | nn@aec3.com | 2020-11-09 12:05 | Pr_20_65_78 : Shelter structures | Smoking Shelter | Fixed | DefaultContact@DefaultCompany.com | required | required | required | required | required | required |  |  |  |  | required | Years | required | 0.3 | 0.2 | 0.1 | required | required | required | required | required | required | required |  | required | required | required | required
Brass section | vsoni@calfordseaden.com | 2020-11-09 12:05 | Pr_20_76_51_09 : Brass sections | Brass section | Fixed | DefaultContact@DefaultCompany.com | required | required | required | required | required | required | [5 empty] | Years | required | 0.3 | 0.2 | 0.1 | required | required | required | [5 empty] | required | required | required | required
Brassware | nn@aec3.com | 2020-11-09 12:05 | Pr_20_76_51_09 : Brass sections | Brassware | Fixed | DefaultContact@DefaultCompany.com | required | required | required | required | required | required |  |  |  |  | required | Years | required | 0.3 | 0.2 | 0.1 | required | required | required | required | required | required | required |  | required | required | required | required
Barrier | nn@aec3.com | 2020-11-09 12:05 | Pr_20_85_07 : Barrier rails | Barrier | Fixed | DefaultContact@DefaultCompany.com | required | required | required | required | required | required |  |  |  |  | required | Years | required | 0.3 | 0.2 | 0.1 | required | required | required | required | required | required | required |  | required | required | required | required
Aluminium downpipe bracket | vsoni@calfordseaden.com | 2020-11-09 12:05 | Pr_20_85_09_05 : Aluminium downpipe brackets | Aluminium downpipe bracket | Fixed | DefaultContact@DefaultCompany.com | required | required | required | required | required | required | [5 empty] | Years | required | 0.3 | 0.2 | 0.1 | required | required | required | [5 empty] | required | required | required | required
Cast iron downpipe bracket | vsoni@calfordseaden.com | 2020-11-09 12:05 | Pr_20_85_09_18 : Cast iron downpipe brackets | Cast iron downpipe bracket | Fixed | DefaultContact@DefaultCompany.com | required | required | required | required | required | required | [5 empty] | Years | required | 0.3 | 0.2 | 0.1 | required | required | required | [5 empty] | required | required | required | required
Copper downpipe bracket | vsoni@calfordseaden.com | 2020-11-09 12:05 | Pr_20_85_09_21 : Copper downpipe brackets | Copper downpipe bracket | Fixed | DefaultContact@DefaultCompany.com | required | required | required | required | required | required |  |  |  |  | required | Years | required | 0.3 | 0.2 | 0.1 | required | required | required | [5 empty] | required | required | required | required
Downpipe bracket | vsoni@calfordseaden.com | 2020-11-09 12:05 | Pr_20_85_09_24 : Downpipe brackets | Downpipe bracket | Fixed | DefaultContact@DefaultCompany.com | required | required | required | required | required | required | [5 empty] | Years | required | 0.3 | 0.2 | 0.1 | required | required | required | [5 empty] | required | required | required | required
Galvanized steel downpipe bracket | vsoni@calfordseaden.com | 2020-11-09 12:05 | Pr_20_85_09_31 : Galvanized steel downpipe brackets | Galvanized steel downpipe bracket | Fixed | DefaultContact@DefaultCompany.com | required | required | required | required | required | required |  |  |  |  | required | Years | required | 0.3 | 0.2 | 0.1 | required | required | required | [5 empty] | required | required | required | required
Hot-dip pre-coated carbon steel downpipe bracket | vsoni@calfordseaden.com | 2020-11-09 12:05 | Pr_20_85_09_38 : Hot-dip pre-coated carbon steel downpipe brackets | Hot-dip pre-coated carbon steel downpipe bracket | Fixed | DefaultContact@DefaultCompany.com | required | required | required | required | required | required |  |  |  |  | required | Years | required | 0.3 | 0.2 | 0.1 | required | required | required | [5 empty] | required | required | required | required
Unplasticized polyvinyl chloride (PVC-U) downpipe bracket | vsoni@calfordseaden.com | 2020-11-09 12:05 | Pr_20_85_09_92 : Unplasticized polyvinyl chloride (PVC-U) downpipe brackets | Unplasticized polyvinyl chloride (PVC-U) downpipe bracket | Fixed | DefaultContact@DefaultCompany.com | required | required | required | required | required | required |  |  |  |  | required | Years | required | 0.3 | 0.2 | 0.1 | required | required | required | [5 empty] | required | required | required | required
Concrete flooring or decking product | vsoni@calfordseaden.com | 2020-11-09 12:05 | Pr_20_85_14 : Concrete flooring and decking products | Concrete flooring or decking product | Fixed | DefaultContact@DefaultCompany.com | required | required | required | required | required | required |  |  |  |  | required | Years | required | 0.3 | 0.2 | 0.1 | required | required | required | [5 empty] | required | required | required | required
Rail supports or fixing | vsoni@calfordseaden.com | 2020-11-09 12:05 | Pr_20_85_70 : Rail supports and fixings | Rail supports or fixing | Fixed | DefaultContact@DefaultCompany.com | required | required | required | required | required | required | [5 empty] | Years | required | 0.3 | 0.2 | 0.1 | required | required | required | [5 empty] | required | required | required | required
Masonry flooring unit | vsoni@calfordseaden.com | 2020-11-09 12:05 | Pr_20_93_51 : Masonry flooring units | Masonry flooring unit | Fixed | DefaultContact@DefaultCompany.com | required | required | required | required | required | required |  |  |  |  | required | Years | required | 0.3 | 0.2 | 0.1 | required | required | required | [5 empty] | required | required | required | required
Shaft-lining product | vsoni@calfordseaden.com | 2020-11-09 12:05 | Pr_20_93_76 : Shaft-lining products | Shaft-lining product | Fixed | DefaultContact@DefaultCompany.com | required | required | required | required | required | required | [5 empty] | Years | required | 0.3 | 0.2 | 0.1 | required | required | required | [5 empty] | required | required | required | required
Structural roofing unit | vsoni@calfordseaden.com | 2020-11-09 12:05 | Pr_20_93_84 : Structural roofing units | Structural roofing unit | Fixed | DefaultContact@DefaultCompany.com | required | required | required | required | required | required | [5 empty] | Years | required | 0.3 | 0.2 | 0.1 | required | required | required | [5 empty] | required | required | required | required
Handrail | vsoni@calfordseaden.com | 2020-11-09 12:05 | Pr_25_30_36 : Handrails | Handrail | Fixed | DefaultContact@DefaultCompany.com | required | required | required | required | required | required |  |  |  |  | required | Years | required | 0.3 | 0.2 | 0.1 | required | required | required | required | required | required | required |  | required | required | required | required
Grab rail | vsoni@calfordseaden.com | 2020-11-09 12:05 | Pr_25_30_36_34 : Grab rails | Grab rail | Fixed | DefaultContact@DefaultCompany.com | required | required | required | required | required | required | [5 empty] | Years | required | 0.3 | 0.2 | 0.1 | required | required | required | [5 empty] | required | required | required | required
Stair or ladder unit | vsoni@calfordseaden.com | 2020-11-09 12:05 | Pr_25_30_85 : Stair and ladder units | Stair or ladder unit | Fixed | DefaultContact@DefaultCompany.com | required | required | required | required | required | required |  |  |  |  | required | Years | required | 0.3 | 0.2 | 0.1 | required | required | required | [5 empty] | required | required | required | required
External Escape Stair | nn@aec3.com | 2020-11-09 12:05 | Pr_25_30_85 : Stair and ladder units | External Escape Stair | Fixed | DefaultContact@DefaultCompany.com | required | required | required | required | required | required |  |  |  |  | required | Years | required | 0.3 | 0.2 | 0.1 | required | required | required | required | required | required | required |  | required | required | required | required
Fixed Ladder | nn@aec3.com | 2020-11-09 12:05 | Pr_25_30_85_02 : Access ladders | Fixed Ladder | Fixed | DefaultContact@DefaultCompany.com | required | required | required | required | required | required |  |  |  |  | required | Years | required | 0.3 | 0.2 | 0.1 | required | required | required | required | required | required | required |  | required | required | required | required
Jacob Ladder | nn@aec3.com | 2020-11-09 12:05 | Pr_25_30_85_02 : Access ladders | Jacob Ladder | Fixed | DefaultContact@DefaultCompany.com | required | required | required | required | required | required |  |  |  |  | required | Years | required | 0.3 | 0.2 | 0.1 | required | required | required | required | required | required | required |  | required | required | required | required
Sliding ladder | vsoni@calfordseaden.com | 2020-11-09 12:05 | Pr_25_30_85_79 : Sliding ladders | Sliding ladder | Fixed | DefaultContact@DefaultCompany.com | required | required | required | required | required | required | [5 empty] | Years | required | 0.3 | 0.2 | 0.1 | required | required | required | [5 empty] | required | required | required | required
Insulation Material | nn@aec3.com | 2020-11-09 12:05 | Pr_25_31 : Formless skin products | Insulation Material | Fixed | DefaultContact@DefaultCompany.com | required | required | required | required | required | required |  |  |  |  | required | Years | required | 0.3 | 0.2 | 0.1 | required | required | required | required | required | required | required |  | required | required | required | required
Expanding foam | vsoni@calfordseaden.com | 2020-11-09 12:05 | Pr_25_31_28 : Expanding foams | Expanding foam | Fixed | DefaultContact@DefaultCompany.com | required | required | required | required | required | required |  |  |  |  | required | Years | required | 0.3 | 0.2 | 0.1 | required | required | required | [5 empty] | required | required | required | required
Loose insulation | vsoni@calfordseaden.com | 2020-11-09 12:05 | Pr_25_31_48 : Loose insulation | Loose insulation | Fixed | DefaultContact@DefaultCompany.com | required | required | required | required | required | required |  |  |  |  | required | Years | required | 0.3 | 0.2 | 0.1 | required | required | required | [5 empty] | required | required | required | required
Batt or quilt product | vsoni@calfordseaden.com | 2020-11-09 12:05 | Pr_25_57_06 : Batt and quilt products | Batt or quilt product | Fixed | DefaultContact@DefaultCompany.com | required | required | required | required | required | required | [5 empty] | Years | required | 0.3 | 0.2 | 0.1 | required | required | required | [5 empty] | required | required | required | required
Cladding or lining panel | vsoni@calfordseaden.com | 2020-11-09 12:05 | Pr_25_71_14 : Cladding and lining panels | Cladding or lining panel | Fixed | DefaultContact@DefaultCompany.com | required | required | required | required | required | required |  |  |  |  | required | Years | required | 0.3 | 0.2 | 0.1 | required | required | required | required | required | required | required |  | required | required | required | required
Cladding | nn@aec3.com | 2020-11-09 12:05 | Pr_25_71_14 : Cladding and lining panels (Lightweight cladding and roofing panels) | Cladding | Fixed | DefaultContact@DefaultCompany.com | required | required | required | required | required | required |  |  |  |  | required | Years | required | 0.3 | 0.2 | 0.1 | required | required | required | required | required | required | required |  | required | required | required | required
Cladding Material | nn@aec3.com | 2020-11-09 12:05 | Pr_25_71_14 : Cladding and lining panels (Lightweight cladding and roofing panels) | Cladding Material | Fixed | DefaultContact@DefaultCompany.com | required | required | required | required | required | required |  |  |  |  | required | Years | required | 0.3 | 0.2 | 0.1 | required | required | required | required | required | required | required |  | required | required | required | required
Interior lining | vsoni@calfordseaden.com | 2020-11-09 12:05 | Pr_25_71_43 : Interior linings | Interior lining | Fixed | DefaultContact@DefaultCompany.com | required | required | required | required | required | required | [5 empty] | Years | required | 0.3 | 0.2 | 0.1 | required | required | required | [5 empty] | required | required | required | required
Gypsum sheathing plasterboard | vsoni@calfordseaden.com | 2020-11-09 12:05 | Pr_25_71_52_40 : Gypsum sheathing plasterboards | Gypsum sheathing plasterboard | Fixed | DefaultContact@DefaultCompany.com | required | required | required | required | required | required | [5 empty] | Years | required | 0.3 | 0.2 | 0.1 | required | required | required | [5 empty] | required | required | required | required
Sheathing Board | nn@aec3.com | 2020-11-09 12:05 | Pr_25_71_52_40 : Gypsum sheathing plasterboards | Sheathing Board | Fixed | DefaultContact@DefaultCompany.com | required | required | required | required | required | required |  |  |  |  | required | Years | required | 0.3 | 0.2 | 0.1 | required | required | required | required | required | required | required |  | required | required | required | required
Smoke or fire barrier | vsoni@calfordseaden.com | 2020-11-09 12:05 | Pr_25_80_79 : Smoke and fire barriers | Smoke or fire barrier | Fixed | DefaultContact@DefaultCompany.com | required | required | required | required | required | required | [5 empty] | Years | required | 0.3 | 0.2 | 0.1 | required | required | required | [5 empty] | required | required | required | required
Smoke Barrier | nn@aec3.com | 2020-11-09 12:05 | Pr_25_80_79 : Smoke and fire barriers | Smoke Barrier | Fixed | DefaultContact@DefaultCompany.com | required | required | required | required | required | required |  |  |  |  | required | Years | required | 0.3 | 0.2 | 0.1 | required | required | required | required | required | required | required |  | required | required | required | required
Angled active fire curtain barrier | vsoni@calfordseaden.com | 2020-11-09 12:05 | Pr_25_80_79_03 : Angled active fire curtain barriers | Angled active fire curtain barrier | Fixed | DefaultContact@DefaultCompany.com | required | required | required | required | required | required | [5 empty] | Years | required | 0.3 | 0.2 | 0.1 | required | required | required | [5 empty] | required | required | required | required
Concertina fire curtain | vsoni@calfordseaden.com | 2020-11-09 12:05 | Pr_25_80_79_14 : Concertina fire curtains | Concertina fire curtain | Fixed | DefaultContact@DefaultCompany.com | required | required | required | required | required | required |  |  |  |  | required | Years | required | 0.3 | 0.2 | 0.1 | required | required | required | [5 empty] | required | required | required | required
Horizontal active fire curtain barrier | vsoni@calfordseaden.com | 2020-11-09 12:05 | Pr_25_80_79_38 : Horizontal active fire curtain barriers | Horizontal active fire curtain barrier | Fixed | DefaultContact@DefaultCompany.com | required | required | required | required | required | required |  |  |  |  | required | Years | required | 0.3 | 0.2 | 0.1 | required | required | required | [5 empty] | required | required | required | required
Vertical active fire curtain barrier | vsoni@calfordseaden.com | 2020-11-09 12:05 | Pr_25_80_79_94 : Vertical active fire curtain barriers | Vertical active fire curtain barrier | Fixed | DefaultContact@DefaultCompany.com | required | required | required | required | required | required | [5 empty] | Years | required | 0.3 | 0.2 | 0.1 | required | required | required | [5 empty] | required | required | required | required
Smoke or fire cavity barrier | vsoni@calfordseaden.com | 2020-11-09 12:05 | Pr_25_80_80 : Smoke and fire cavity barriers | Smoke or fire cavity barrier | Fixed | DefaultContact@DefaultCompany.com | required | required | required | required | required | required |  |  |  |  | required | Years | required | 0.3 | 0.2 | 0.1 | required | required | required | [5 empty] | required | required | required | required
Cavity Barrier | nn@aec3.com | 2020-11-09 12:05 | Pr_25_80_80 : Smoke and fire cavity barriers | Cavity Barrier | Fixed | DefaultContact@DefaultCompany.com | required | required | required | required | required | required |  |  |  |  | required | Years | required | 0.3 | 0.2 | 0.1 | required | required | required | required | required | required | required |  | required | required | required | required
Smoke or fire-stopping | vsoni@calfordseaden.com | 2020-11-09 12:05 | Pr_25_80_81 : Smoke and fire-stopping | Smoke or fire-stopping | Fixed | DefaultContact@DefaultCompany.com | required | required | required | required | required | required | [5 empty] | Years | required | 0.3 | 0.2 | 0.1 | required | required | required | [5 empty] | required | required | required | required
Fire Stopping | nn@aec3.com | 2020-11-09 12:05 | Pr_25_80_81 : Smoke and fire stopping | Fire Stopping | Fixed | DefaultContact@DefaultCompany.com | required | required | required | required | required | required |  |  |  |  | required | Years | required | 0.3 | 0.2 | 0.1 | required | required | required | required | required | required | required |  | required | required | required | required
Ceramic fibre fire-stopping | vsoni@calfordseaden.com | 2020-11-09 12:05 | Pr_25_80_81_12 : Ceramic fibre fire-stopping | Ceramic fibre fire-stopping | Fixed | DefaultContact@DefaultCompany.com | required | required | required | required | required | required | [5 empty] | Years | required | 0.3 | 0.2 | 0.1 | required | required | required | [5 empty] | required | required | required | required
Glass oxide fire-stopping | vsoni@calfordseaden.com | 2020-11-09 12:05 | Pr_25_80_81_34 : Glass oxide fire-stopping | Glass oxide fire-stopping | Fixed | DefaultContact@DefaultCompany.com | required | required | required | required | required | required |  |  |  |  | required | Years | required | 0.3 | 0.2 | 0.1 | required | required | required | [5 empty] | required | required | required | required
Mineral wool fire-stopping | vsoni@calfordseaden.com | 2020-11-09 12:05 | Pr_25_80_81_51 : Mineral wool fire-stopping | Mineral wool fire-stopping | Fixed | DefaultContact@DefaultCompany.com | required | required | required | required | required | required |  |  |  |  | required | Years | required | 0.3 | 0.2 | 0.1 | required | required | required | [5 empty] | required | required | required | required
Glass-reinforced concrete (GRC) built-in gable vent | vsoni@calfordseaden.com | 2020-11-09 12:05 | Pr_25_93_51_35 : Glass-reinforced concrete (GRC) built-in gable vents | Glass-reinforced concrete (GRC) built-in gable vent | Fixed | DefaultContact@DefaultCompany.com | required | required | required | required | required | required |  |  |  |  | required | Years | required | 0.3 | 0.2 | 0.1 | required | required | required | [5 empty] | required | required | required | required
Glass-reinforced concrete (GRC) dressing gable vent | vsoni@calfordseaden.com | 2020-11-09 12:05 | Pr_25_93_51_39 : Glass-reinforced concrete (GRC) dressing gable vents | Glass-reinforced concrete (GRC) dressing gable vent | Fixed | DefaultContact@DefaultCompany.com | required | required | required | required | required | required |  |  |  |  | required | Years | required | 0.3 | 0.2 | 0.1 | required | required | required | [5 empty] | required | required | required | required
Paving unit | vsoni@calfordseaden.com | 2020-11-09 12:05 | Pr_25_93_60 : Paving units | Paving unit | Fixed | DefaultContact@DefaultCompany.com | required | required | required | required | required | required |  |  |  |  | required | Years | required | 0.3 | 0.2 | 0.1 | required | required | required | [5 empty] | required | required | required | required
Surface Paving | nn@aec3.com | 2020-11-09 12:05 | Pr_25_93_60 : Paving units | Surface Paving | Fixed | DefaultContact@DefaultCompany.com | required | required | required | required | required | required |  |  |  |  | required | Years | required | 0.3 | 0.2 | 0.1 | required | required | required | required | required | required | required |  | required | required | required | required
Roofing or cladding unit | vsoni@calfordseaden.com | 2020-11-09 12:05 | Pr_25_93_72 : Roofing and cladding units | Roofing or cladding unit | Fixed | DefaultContact@DefaultCompany.com | required | required | required | required | required | required |  |  |  |  | required | Years | required | 0.3 | 0.2 | 0.1 | required | required | required | [5 empty] | required | required | required | required
Intumescent firestop sealant | vsoni@calfordseaden.com | 2020-11-09 12:05 | Pr_30_31_76_40 : Intumescent firestop sealants | Intumescent firestop sealant | Fixed | DefaultContact@DefaultCompany.com | required | required | required | required | required | required | [5 empty] | Years | required | 0.3 | 0.2 | 0.1 | required | required | required | [5 empty] | required | required | required | required
Push-button lock | vsoni@calfordseaden.com | 2020-11-09 12:05 | Pr_30_36_08_68 : Push-button locks | Push-button lock | Fixed | DefaultContact@DefaultCompany.com | required | required | required | required | required | required |  |  |  |  | required | Years | required | 0.3 | 0.2 | 0.1 | required | required | required | [5 empty] | required | required | required | required
Garage door holder | vsoni@calfordseaden.com | 2020-11-09 12:05 | Pr_30_36_59_32 : Garage door holders | Garage door holder | Fixed | DefaultContact@DefaultCompany.com | required | required | required | required | required | required | [5 empty] | Years | required | 0.3 | 0.2 | 0.1 | required | required | required | [5 empty] | required | required | required | required
Window restrictor stay | vsoni@calfordseaden.com | 2020-11-09 12:05 | Pr_30_36_59_98 : Window restrictor stays | Window restrictor stay | Fixed | DefaultContact@DefaultCompany.com | required | required | required | required | required | required |  |  |  |  | required | Years | required | 0.3 | 0.2 | 0.1 | required | required | required | [5 empty] | required | required | required | required
Restrictor | nn@aec3.com | 2020-11-09 12:05 | Pr_30_36_59_98 : Window restrictor stays | Restrictor | Fixed | DefaultContact@DefaultCompany.com | required | required | required | required | required | required |  |  |  |  | required | Years | required | 0.3 | 0.2 | 0.1 | required | required | required | required | required | required | required |  | required | required | required | required
Ramp | nn@aec3.com | 2020-11-09 12:05 | Pr_30_59_01 : Access ramps | Ramp | Fixed | DefaultContact@DefaultCompany.com | required | required | required | required | required | required |  |  |  |  | required | Years | required | 0.3 | 0.2 | 0.1 | required | required | required | required | required | required | required |  | required | required | required | required
Vehicle ramp | vsoni@calfordseaden.com | 2020-11-09 12:05 | Pr_30_59_01_11 : Vehicle ramps | Vehicle ramp | Fixed | DefaultContact@DefaultCompany.com | required | required | required | required | required | required |  |  |  |  | required | Years | required | 0.3 | 0.2 | 0.1 | required | required | required | [5 empty] | required | required | required | required
Wheelchair ramp | vsoni@calfordseaden.com | 2020-11-09 12:05 | Pr_30_59_01_96 : Wheelchair ramps | Wheelchair ramp | Fixed | DefaultContact@DefaultCompany.com | required | required | required | required | required | required |  |  |  |  | required | Years | required | 0.3 | 0.2 | 0.1 | required | required | required | [5 empty] | required | required | required | required
Controlled pedestrian access gate | vsoni@calfordseaden.com | 2020-11-09 12:05 | Pr_30_59_15 : Controlled pedestrian access gates | Controlled pedestrian access gate | Fixed | DefaultContact@DefaultCompany.com | required | required | required | required | required | required | [5 empty] | Years | required | 0.3 | 0.2 | 0.1 | required | required | required | [5 empty] | required | required | required | required
Full-height access control gate | vsoni@calfordseaden.com | 2020-11-09 12:05 | Pr_30_59_15_32 : Full-height access control gates | Full-height access control gate | Fixed | DefaultContact@DefaultCompany.com | required | required | required | required | required | required | [5 empty] | Years | required | 0.3 | 0.2 | 0.1 | required | required | required | [5 empty] | required | required | required | required
Half-height access control gate | vsoni@calfordseaden.com | 2020-11-09 12:05 | Pr_30_59_15_36 : Half-height access control gates | Half-height access control gate | Fixed | DefaultContact@DefaultCompany.com | required | required | required | required | required | required | [5 empty] | Years | required | 0.3 | 0.2 | 0.1 | required | required | required | [5 empty] | required | required | required | required
Doorset | vsoni@calfordseaden.com | 2020-11-09 12:05 | Pr_30_59_24 : Doorset | Doorset | Fixed | DefaultContact@DefaultCompany.com | required | required | required | required | required | required | [5 empty] | Years | required | 0.3 | 0.2 | 0.1 | required | required | required | [5 empty] | required | required | required | required
Automatic Door | nn@aec3.com | 2020-11-09 12:05 | Pr_30_59_24 : Doorsets | Automatic Door | Fixed | DefaultContact@DefaultCompany.com | required | required | required | required | required | required |  |  |  |  | required | Years | required | 0.3 | 0.2 | 0.1 | required | required | required | required | required | required | required |  | required | required | required | required
Entrance Door | nn@aec3.com | 2020-11-09 12:05 | Pr_30_59_24 : Doorsets | Entrance Door | Fixed | DefaultContact@DefaultCompany.com | required | required | required | required | required | required |  |  |  |  | required | Years | required | 0.3 | 0.2 | 0.1 | required | required | required | required | required | required | required |  | required | required | required | required
Internal Door | nn@aec3.com | 2020-11-09 12:05 | Pr_30_59_24 : Doorsets | Internal Door | Fixed | DefaultContact@DefaultCompany.com | required | required | required | required | required | required |  |  |  |  | required | Years | required | 0.3 | 0.2 | 0.1 | required | required | required | required | required | required | required |  | required | required | required | required
Automatic revolving doorset | vsoni@calfordseaden.com | 2020-11-09 12:05 | Pr_30_59_24_04 : Automatic revolving doorsets | Automatic revolving doorset | Fixed | DefaultContact@DefaultCompany.com | required | required | required | required | required | required |  |  |  |  | required | Years | required | 0.3 | 0.2 | 0.1 | required | required | required | required | required | required | required |  | required | required | required | required
Escape product | vsoni@calfordseaden.com | 2020-11-09 12:05 | Pr_30_59_28 : Escape products | Escape product | Fixed | DefaultContact@DefaultCompany.com | required | required | required | required | required | required | [5 empty] | Years | required | 0.3 | 0.2 | 0.1 | required | required | required | [5 empty] | required | required | required | required
Gate | nn@aec3.com | 2020-11-09 12:05 | Pr_30_59_33 : Gate surrounds and leaves | Gate | Fixed | DefaultContact@DefaultCompany.com | required | required | required | required | required | required |  |  |  |  | required | Years | required | 0.3 | 0.2 | 0.1 | required | required | required | required | required | required | required |  | required | required | required | required
Gate or turnstile | vsoni@calfordseaden.com | 2020-11-09 12:05 | Pr_30_59_34 : Gates and turnstiles | Gate or turnstile | Fixed | DefaultContact@DefaultCompany.com | required | required | required | required | required | required |  |  |  |  | required | Years | required | 0.3 | 0.2 | 0.1 | required | required | required | [5 empty] | required | required | required | required
Electric Gate (Cars) | nn@aec3.com | 2020-11-09 12:05 | Pr_30_59_34 : Gates and turnstiles | Electric Gate (Cars) | Fixed | DefaultContact@DefaultCompany.com | required | required | required | required | required | required |  |  |  |  | required | Years | required | 0.3 | 0.2 | 0.1 | required | required | required | required | required | required | required |  | required | required | required | required
Electric Gate (Pedestrian) | nn@aec3.com | 2020-11-09 12:05 | Pr_30_59_34 : Gates and turnstiles | Electric Gate (Pedestrian) | Fixed | DefaultContact@DefaultCompany.com | required | required | required | required | required | required |  |  |  |  | required | Years | required | 0.3 | 0.2 | 0.1 | required | required | required | required | required | required | required |  | required | required | required | required
Hatch or access panel | vsoni@calfordseaden.com | 2020-11-09 12:05 | Pr_30_59_36 : Hatches and access panels | Hatch or access panel | Fixed | DefaultContact@DefaultCompany.com | required | required | required | required | required | required | [5 empty] | Years | required | 0.3 | 0.2 | 0.1 | required | required | required | [5 empty] | required | required | required | required
Access Hatch | nn@aec3.com | 2020-11-09 12:05 | Pr_30_59_36 : Hatches and access panels | Access Hatch | Fixed | DefaultContact@DefaultCompany.com | required | required | required | required | required | required |  |  |  |  | required | Years | required | 0.3 | 0.2 | 0.1 | required | required | required | required | required | required | required |  | required | required | required | required
Hatch | nn@aec3.com | 2020-11-09 12:05 | Pr_30_59_36_01 : Access panels | Hatch | Fixed | DefaultContact@DefaultCompany.com | required | required | required | required | required | required |  |  |  |  | required | Years | required | 0.3 | 0.2 | 0.1 | required | required | required | required | required | required | required |  | required | required | required | required
Lift landing doorset | vsoni@calfordseaden.com | 2020-11-09 12:05 | Pr_30_59_46_46 : Lift landing doorsets | Lift landing doorset | Fixed | DefaultContact@DefaultCompany.com | required | required | required | required | required | required |  |  |  |  | required | Years | required | 0.3 | 0.2 | 0.1 | required | required | required | [5 empty] | required | required | required | required
Smoke Louvre | nn@aec3.com | 2020-11-09 12:05 | Pr_30_59_48 : Louvres and components | Smoke Louvre | Fixed | DefaultContact@DefaultCompany.com | required | required | required | required | required | required |  |  |  |  | required | Years | required | 0.3 | 0.2 | 0.1 | required | required | required | required | required | required | required |  | required | required | required | required
Firebreak shutter | vsoni@calfordseaden.com | 2020-11-09 12:05 | Pr_30_59_57_29 : Firebreak shutters | Firebreak shutter | Fixed | DefaultContact@DefaultCompany.com | required | required | required | required | required | required |  |  |  |  | required | Years | required | 0.3 | 0.2 | 0.1 | required | required | required | [5 empty] | required | required | required | required
AOV Override Switch | nn@aec3.com | 2020-11-09 12:05 | Pr_30_59_58 : Operable roof ventilators | AOV Override Switch | Fixed | DefaultContact@DefaultCompany.com | required | required | required | required | required | required |  |  |  |  | required | Years | required | 0.3 | 0.2 | 0.1 | required | required | required | required | required | required | required |  | required | required | required | required
AOV Override Point | nn@aec3.com | 2020-11-09 12:05 | Pr_30_59_58 : Operable roof ventilators | AOV Override Point | Fixed | DefaultContact@DefaultCompany.com | required | required | required | required | required | required |  |  |  |  | required | Years | required | 0.3 | 0.2 | 0.1 | required | required | required | required | required | required | required |  | required | required | required | required
Automatic Opening Vent (AOV) | nn@aec3.com | 2020-11-09 12:05 | Pr_30_59_58 : Operable roof ventilators | Automatic Opening Vent (AOV) | Fixed | DefaultContact@DefaultCompany.com | required | required | required | required | required | required |  |  |  |  | required | Years | required | 0.3 | 0.2 | 0.1 | required | required | required | required | required | required | required |  | required | required | required | required
Manual opening vent (MOV) | nn@aec3.com | 2020-11-09 12:05 | Pr_30_59_58 : Operable roof ventilators | Manual opening vent (MOV) | Fixed | DefaultContact@DefaultCompany.com | required | required | required | required | required | required |  |  |  |  | required | Years | required | 0.3 | 0.2 | 0.1 | required | required | required | required | required | required | required |  | required | required | required | required
Height restrictor | vsoni@calfordseaden.com | 2020-11-09 12:05 | Pr_30_59_59_38 : Height restrictors | Height restrictor | Fixed | DefaultContact@DefaultCompany.com | required | required | required | required | required | required |  |  |  |  | required | Years | required | 0.3 | 0.2 | 0.1 | required | required | required | [5 empty] | required | required | required | required
Roller shutter | vsoni@calfordseaden.com | 2020-11-09 12:05 | Pr_30_59_84_73 : Roller shutters | Roller shutter | Fixed | DefaultContact@DefaultCompany.com | required | required | required | required | required | required |  |  |  |  | required | Years | required | 0.3 | 0.2 | 0.1 | required | required | required | [5 empty] | required | required | required | required
Ventilation grille | vsoni@calfordseaden.com | 2020-11-09 12:05 | Pr_30_59_94 : Ventilation grilles | Ventilation grille | Fixed | DefaultContact@DefaultCompany.com | required | required | required | required | required | required |  |  |  |  | required | Years | required | 0.3 | 0.2 | 0.1 | required | required | required | [5 empty] | required | required | required | required
Smoke/Fire Shutter | nn@aec3.com | 2020-11-09 12:05 | Pr_30_59_94_32 : Fire-resisting air transfer grilles with smoke shutters | Smoke/Fire Shutter | Fixed | DefaultContact@DefaultCompany.com | required | required | required | required | required | required |  |  |  |  | required | Years | required | 0.3 | 0.2 | 0.1 | required | required | required | required | required | required | required |  | required | required | required | required
Soffit grille | vsoni@calfordseaden.com | 2020-11-09 12:05 | Pr_30_59_94_78 : Soffit grilles | Soffit grille | Fixed | DefaultContact@DefaultCompany.com | required | required | required | required | required | required |  |  |  |  | required | Years | required | 0.3 | 0.2 | 0.1 | required | required | required | [5 empty] | required | required | required | required
Ventilation duct | vsoni@calfordseaden.com | 2020-11-09 12:05 | Pr_30_59_96_92 : Ventilation ducts | Ventilation duct | Fixed | DefaultContact@DefaultCompany.com | required | required | required | required | required | required |  |  |  |  | required | Years | required | 0.3 | 0.2 | 0.1 | required | required | required | [5 empty] | required | required | required | required
Ventilation grating | vsoni@calfordseaden.com | 2020-11-09 12:05 | Pr_30_59_96_93 : Ventilation gratings | Ventilation grating | Fixed | DefaultContact@DefaultCompany.com | required | required | required | required | required | required | [5 empty] | Years | required | 0.3 | 0.2 | 0.1 | required | required | required | [5 empty] | required | required | required | required
Window | nn@aec3.com | 2020-11-09 12:05 | Pr_30_59_98 : Window units | Window | Fixed | DefaultContact@DefaultCompany.com | required | required | required | required | required | required |  |  |  |  | required | Years | required | 0.3 | 0.2 | 0.1 | required | required | required | required | required | required | required |  | required | required | required | required
Window Set | nn@aec3.com | 2020-11-09 12:05 | Pr_30_59_98 : Window units | Window Set | Fixed | DefaultContact@DefaultCompany.com | required | required | required | required | required | required |  |  |  |  | required | Years | required | 0.3 | 0.2 | 0.1 | required | required | required | required | required | required | required |  | required | required | required | required
Window unit | vsoni@calfordseaden.com | 2020-11-09 12:05 | Pr_30_59_98 : Window units | Window unit | Fixed | DefaultContact@DefaultCompany.com | required | required | required | required | required | required | [5 empty] | Years | required | 0.3 | 0.2 | 0.1 | required | required | required | [5 empty] | required | required | required | required
Standard Window | nn@aec3.com | 2020-11-09 12:05 | Pr_30_59_98 : Window units | Standard Window | Fixed | DefaultContact@DefaultCompany.com | required | required | required | required | required | required |  |  |  |  | required | Years | required | 0.3 | 0.2 | 0.1 | required | required | required | required | required | required | required |  | required | required | required | required
Tanking | nn@aec3.com | 2020-11-09 12:05 | Pr_35_31 : Formless covering and finish products | Tanking | Fixed | DefaultContact@DefaultCompany.com | required | required | required | required | required | required |  |  |  |  | required | Years | required | 0.3 | 0.2 | 0.1 | required | required | required | required | required | required | required |  | required | required | required | required
Roofing, tanking or flooring mastic asphalt (MA) | vsoni@calfordseaden.com | 2020-11-09 12:05 | Pr_35_31_05_72 : Roofing, tanking and flooring mastic asphalt (MA) | Roofing, tanking or flooring mastic asphalt (MA) | Fixed | DefaultContact@DefaultCompany.com | required | required | required | required | required | required |  |  |  |  | required | Years | required | 0.3 | 0.2 | 0.1 | required | required | required | [5 empty] | required | required | required | required
Flooring | nn@aec3.com | 2020-11-09 12:05 | Pr_35_31_06 : Bedding and underlay compounds | Flooring | Fixed | DefaultContact@DefaultCompany.com | required | required | required | required | required | required |  |  |  |  | required | Years | required | 0.3 | 0.2 | 0.1 | required | required | required | required | required | required | required |  | required | required | required | required
Flow applied flooring | vsoni@calfordseaden.com | 2020-11-09 12:05 | Pr_35_31_06_32 : Flow applied flooring | Flow applied flooring | Fixed | DefaultContact@DefaultCompany.com | required | required | required | required | required | required |  |  |  |  | required | Years | required | 0.3 | 0.2 | 0.1 | required | required | required | [5 empty] | required | required | required | required
Heavy-duty flow-applied flooring | vsoni@calfordseaden.com | 2020-11-09 12:05 | Pr_35_31_06_36 : Heavy-duty flow-applied flooring | Heavy-duty flow-applied flooring | Fixed | DefaultContact@DefaultCompany.com | required | required | required | required | required | required |  |  |  |  | required | Years | required | 0.3 | 0.2 | 0.1 | required | required | required | [5 empty] | required | required | required | required
Heavy-duty screed flooring | vsoni@calfordseaden.com | 2020-11-09 12:05 | Pr_35_31_06_37 : Heavy-duty screed flooring | Heavy-duty screed flooring | Fixed | DefaultContact@DefaultCompany.com | required | required | required | required | required | required |  |  |  |  | required | Years | required | 0.3 | 0.2 | 0.1 | required | required | required | [5 empty] | required | required | required | required
Multilayer flooring | vsoni@calfordseaden.com | 2020-11-09 12:05 | Pr_35_31_06_55 : Multilayer flooring | Multilayer flooring | Fixed | DefaultContact@DefaultCompany.com | required | required | required | required | required | required |  |  |  |  | required | Years | required | 0.3 | 0.2 | 0.1 | required | required | required | [5 empty] | required | required | required | required
Screed flooring | vsoni@calfordseaden.com | 2020-11-09 12:05 | Pr_35_31_06_77 : Screed flooring | Screed flooring | Fixed | DefaultContact@DefaultCompany.com | required | required | required | required | required | required |  |  |  |  | required | Years | required | 0.3 | 0.2 | 0.1 | required | required | required | [5 empty] | required | required | required | required
Floor Finish | nn@aec3.com | 2020-11-09 12:05 | Pr_35_31_22 : Decorative coatings | Floor Finish | Fixed | DefaultContact@DefaultCompany.com | required | required | required | required | required | required |  |  |  |  | required | Years | required | 0.3 | 0.2 | 0.1 | required | required | required | required | required | required | required |  | required | required | required | required
Chlorinated rubber road marking | vsoni@calfordseaden.com | 2020-11-09 12:05 | Pr_35_31_85_13 : Chlorinated rubber road markings | Chlorinated rubber road marking | Fixed | DefaultContact@DefaultCompany.com | required | required | required | required | required | required |  |  |  |  | required | Years | required | 0.3 | 0.2 | 0.1 | required | required | required | [5 empty] | required | required | required | required
Road Markings | nn@aec3.com | 2020-11-09 12:05 | Pr_35_31_85_13 : Chlorinated rubber road markings | Road Markings | Fixed | DefaultContact@DefaultCompany.com | required | required | required | required | required | required |  |  |  |  | required | Years | required | 0.3 | 0.2 | 0.1 | required | required | required | required | required | required | required |  | required | required | required | required
Epoxy paint road marking | vsoni@calfordseaden.com | 2020-11-09 12:05 | Pr_35_31_85_27 : Epoxy paint road markings | Epoxy paint road marking | Fixed | DefaultContact@DefaultCompany.com | required | required | required | required | required | required | [5 empty] | Years | required | 0.3 | 0.2 | 0.1 | required | required | required | [5 empty] | required | required | required | required
Light-duty road marking | vsoni@calfordseaden.com | 2020-11-09 12:05 | Pr_35_31_85_46 : Light-duty road markings | Light-duty road marking | Fixed | DefaultContact@DefaultCompany.com | required | required | required | required | required | required | [5 empty] | Years | required | 0.3 | 0.2 | 0.1 | required | required | required | [5 empty] | required | required | required | required
Preformed road marking | vsoni@calfordseaden.com | 2020-11-09 12:05 | Pr_35_31_85_65 : Preformed road markings | Preformed road marking | Fixed | DefaultContact@DefaultCompany.com | required | required | required | required | required | required |  |  |  |  | required | Years | required | 0.3 | 0.2 | 0.1 | required | required | required | [5 empty] | required | required | required | required
Thermoplastic road marking | vsoni@calfordseaden.com | 2020-11-09 12:05 | Pr_35_31_85_90 : Thermoplastic road markings | Thermoplastic road marking | Fixed | DefaultContact@DefaultCompany.com | required | required | required | required | required | required | [5 empty] | Years | required | 0.3 | 0.2 | 0.1 | required | required | required | [5 empty] | required | required | required | required
Aluminium fascia | vsoni@calfordseaden.com | 2020-11-09 12:05 | Pr_35_90_28_02 : Aluminium fascias | Aluminium fascia | Fixed | DefaultContact@DefaultCompany.com | required | required | required | required | required | required | [5 empty] | Years | required | 0.3 | 0.2 | 0.1 | required | required | required | [5 empty] | required | required | required | required
Carbon steel fascia | vsoni@calfordseaden.com | 2020-11-09 12:05 | Pr_35_90_28_11 : Carbon steel fascias | Carbon steel fascia | Fixed | DefaultContact@DefaultCompany.com | required | required | required | required | required | required | [5 empty] | Years | required | 0.3 | 0.2 | 0.1 | required | required | required | [5 empty] | required | required | required | required
Glass-reinforced plastics (GRP) facade component | vsoni@calfordseaden.com | 2020-11-09 12:05 | Pr_35_90_28_32 : Glass-reinforced plastics (GRP) facade components | Glass-reinforced plastics (GRP) facade component | Fixed | DefaultContact@DefaultCompany.com | required | required | required | required | required | required |  |  |  |  | required | Years | required | 0.3 | 0.2 | 0.1 | required | required | required | [5 empty] | required | required | required | required
Stainless steel fascia | vsoni@calfordseaden.com | 2020-11-09 12:05 | Pr_35_90_28_83 : Stainless steel fascias | Stainless steel fascia | Fixed | DefaultContact@DefaultCompany.com | required | required | required | required | required | required | [5 empty] | Years | required | 0.3 | 0.2 | 0.1 | required | required | required | [5 empty] | required | required | required | required
Interior wall or ceiling trim | vsoni@calfordseaden.com | 2020-11-09 12:05 | Pr_35_90_43 : Interior wall and ceiling trims | Interior wall or ceiling trim | Fixed | DefaultContact@DefaultCompany.com | required | required | required | required | required | required |  |  |  |  | required | Years | required | 0.3 | 0.2 | 0.1 | required | required | required | [5 empty] | required | required | required | required
Skirting | nn@aec3.com | 2020-11-09 12:05 | Pr_35_90_43 : Interior wall and ceiling trims | Skirting | Fixed | DefaultContact@DefaultCompany.com | required | required | required | required | required | required |  |  |  |  | required | Years | required | 0.3 | 0.2 | 0.1 | required | required | required | required | required | required | required |  | required | required | required | required
Ceiling perimeter trim | vsoni@calfordseaden.com | 2020-11-09 12:05 | Pr_35_90_43_12 : Ceiling perimeter trims | Ceiling perimeter trim | Fixed | DefaultContact@DefaultCompany.com | required | required | required | required | required | required |  |  |  |  | required | Years | required | 0.3 | 0.2 | 0.1 | required | required | required | [5 empty] | required | required | required | required
Architrave | nn@aec3.com | 2020-11-09 12:05 | Pr_35_90_43_48 : Medium-density fibreboard (MDF) architraves | Architrave | Fixed | DefaultContact@DefaultCompany.com | required | required | required | required | required | required |  |  |  |  | required | Years | required | 0.3 | 0.2 | 0.1 | required | required | required | required | required | required | required |  | required | required | required | required
Medium-density fibreboard (MDF) architrave | vsoni@calfordseaden.com | 2020-11-09 12:05 | Pr_35_90_43_48 : Medium-density fibreboard (MDF) architraves | Medium-density fibreboard (MDF) architrave | Fixed | DefaultContact@DefaultCompany.com | required | required | required | required | required | required |  |  |  |  | required | Years | required | 0.3 | 0.2 | 0.1 | required | required | required | required | required | required | required |  | required | required | required | required
Wood architrave | vsoni@calfordseaden.com | 2020-11-09 12:05 | Pr_35_90_43_87 : Wood architraves | Wood architrave | Fixed | DefaultContact@DefaultCompany.com | required | required | required | required | required | required |  |  |  |  | required | Years | required | 0.3 | 0.2 | 0.1 | required | required | required | required | required | required | required |  | required | required | required | required
Unit roofing fitting | vsoni@calfordseaden.com | 2020-11-09 12:05 | Pr_35_90_93 : Unit roofing fittings | Unit roofing fitting | Fixed | DefaultContact@DefaultCompany.com | required | required | required | required | required | required | [5 empty] | Years | required | 0.3 | 0.2 | 0.1 | required | required | required | [5 empty] | required | required | required | required
Signage | nn@aec3.com | 2020-11-09 12:05 | Pr_40_10 : Signage products | Signage | Fixed | DefaultContact@DefaultCompany.com | required | required | required | required | required | required |  |  |  |  | required | Years | required | 0.3 | 0.2 | 0.1 | required | required | required | required | required | required | required |  | required | required | required | required
Signage product | vsoni@calfordseaden.com | 2020-11-09 12:05 | Pr_40_10 : Signage products | Signage product | Fixed | DefaultContact@DefaultCompany.com | required | required | required | required | required | required | [5 empty] | Years | required | 0.3 | 0.2 | 0.1 | required | required | required | [5 empty] | required | required | required | required
Sanitary fitting or accessory | vsoni@calfordseaden.com | 2020-11-09 12:05 | Pr_40_20 : Sanitary fittings and accessories | Sanitary fitting or accessory | Fixed | DefaultContact@DefaultCompany.com | required | required | required | required | required | required |  |  |  |  | required | Years | required | 0.3 | 0.2 | 0.1 | required | required | required | [5 empty] | required | required | required | required
Sanitaryware | nn@aec3.com | 2020-11-09 12:05 | Pr_40_20 : Sanitary fittings and accessories | Sanitaryware | Fixed | DefaultContact@DefaultCompany.com | required | required | required | required | required | required |  |  |  |  | required | Years | required | 0.3 | 0.2 | 0.1 | required | required | required | required | required | required | required |  | required | required | required | required
Bath | vsoni@calfordseaden.com | 2020-11-09 12:05 | Pr_40_20_06_08 : Baths | Bath | Fixed | DefaultContact@DefaultCompany.com | required | required | required | required | required | required |  |  |  |  | required | Years | required | 0.3 | 0.2 | 0.1 | required | required | required | required | required | required | required |  | required | required | required | required
Bath tub | nn@aec3.com | 2020-11-09 12:05 | Pr_40_20_06_08 : Baths | Bath tub | Fixed | DefaultContact@DefaultCompany.com | required | required | required | required | required | required |  |  |  |  | required | Years | required | 0.3 | 0.2 | 0.1 | required | required | required | required | required | required | required |  | required | required | required | required
Shower tray | vsoni@calfordseaden.com | 2020-11-09 12:05 | Pr_40_20_06_84 : Shower trays | Shower tray | Fixed | DefaultContact@DefaultCompany.com | required | required | required | required | required | required |  |  |  |  | required | Years | required | 0.3 | 0.2 | 0.1 | required | required | required | [5 empty] | required | required | required | required
Shower thermostatic valve | vsoni@calfordseaden.com | 2020-11-09 12:05 | Pr_40_20_87_80 : Shower thermostatic valves | Shower thermostatic valve | Fixed | DefaultContact@DefaultCompany.com | required | required | required | required | required | required | [5 empty] | Years | required | 0.3 | 0.2 | 0.1 | required | required | required | [5 empty] | required | required | required | required
Shower thermostatic water supply set | vsoni@calfordseaden.com | 2020-11-09 12:05 | Pr_40_20_87_81 : Shower thermostatic water supply sets | Shower thermostatic water supply set | Fixed | DefaultContact@DefaultCompany.com | required | required | required | required | required | required |  |  |  |  | required | Years | required | 0.3 | 0.2 | 0.1 | required | required | required | [5 empty] | required | required | required | required
Thermostatic Shower | nn@aec3.com | 2020-11-09 12:05 | Pr_40_20_87_81 : Shower thermostatic water supply sets | Thermostatic Shower | Fixed | DefaultContact@DefaultCompany.com | required | required | required | required | required | required |  |  |  |  | required | Years | required | 0.3 | 0.2 | 0.1 | required | required | required | required | required | required | required |  | required | required | required | required
Toilet Pan | nn@aec3.com | 2020-11-09 12:05 | Pr_40_20_93_94 : WC pans | Toilet Pan | Fixed | DefaultContact@DefaultCompany.com | required | required | required | required | required | required |  |  |  |  | required | Years | required | 0.3 | 0.2 | 0.1 | required | required | required | required | required | required | required |  | required | required | required | required
Washbasin, sink or trough | vsoni@calfordseaden.com | 2020-11-09 12:05 | Pr_40_20_96 : Washbasins, sinks and troughs | Washbasin, sink or trough | Fixed | DefaultContact@DefaultCompany.com | required | required | required | required | required | required | [5 empty] | Years | required | 0.3 | 0.2 | 0.1 | required | required | required | [5 empty] | required | required | required | required
Sink and Basin | nn@aec3.com | 2020-11-09 12:05 | Pr_40_20_96 : Wash basins sinks and troughs | Sink and Basin | Fixed | DefaultContact@DefaultCompany.com | required | required | required | required | required | required |  |  |  |  | required | Years | required | 0.3 | 0.2 | 0.1 | required | required | required | required | required | required | required |  | required | required | required | required
Wash Hand Basin | nn@aec3.com | 2020-11-09 12:05 | Pr_40_20_96 : Wash basins sinks and troughs | Wash Hand Basin | Fixed | DefaultContact@DefaultCompany.com | required | required | required | required | required | required |  |  |  |  | required | Years | required | 0.3 | 0.2 | 0.1 | required | required | required | required | required | required | required |  | required | required | required | required
Laundry Services | nn@aec3.com | 2020-11-09 12:05 | Pr_40_20_96_47 : Laundry troughs and cabinets | Laundry Services | Fixed | DefaultContact@DefaultCompany.com | required | required | required | required | required | required |  |  |  |  | required | Years | required | 0.3 | 0.2 | 0.1 | required | required | required | required | required | required | required |  | required | required | required | required
Laundry troughs or cabinet | vsoni@calfordseaden.com | 2020-11-09 12:05 | Pr_40_20_96_47 : Laundry troughs and cabinets | Laundry troughs or cabinet | Fixed | DefaultContact@DefaultCompany.com | required | required | required | required | required | required | [5 empty] | Years | required | 0.3 | 0.2 | 0.1 | required | required | required | [5 empty] | required | required | required | required
Sink | vsoni@calfordseaden.com | 2020-11-09 12:05 | Pr_40_20_96_81 : Sinks | Sink | Fixed | DefaultContact@DefaultCompany.com | required | required | required | required | required | required |  |  |  |  | required | Years | required | 0.3 | 0.2 | 0.1 | required | required | required | [5 empty] | required | required | required | required
Fitting | vsoni@calfordseaden.com | 2020-11-09 12:05 | Pr_40_30 : Fittings | Fitting | Fixed | DefaultContact@DefaultCompany.com | required | required | required | required | required | required |  |  |  |  | required | Years | required | 0.3 | 0.2 | 0.1 | required | required | required | [5 empty] | required | required | required | required
Bicycle Store | nn@aec3.com | 2020-11-09 12:05 | Pr_40_30_21 : Cycle stands and lockers | Bicycle Store | Fixed | DefaultContact@DefaultCompany.com | required | required | required | required | required | required |  |  |  |  | required | Years | required | 0.3 | 0.2 | 0.1 | required | required | required | required | required | required | required |  | required | required | required | required
Buggy Store | nn@aec3.com | 2020-11-09 12:05 | Pr_40_30_21 : Cycle stands and lockers | Buggy Store | Fixed | DefaultContact@DefaultCompany.com | required | required | required | required | required | required |  |  |  |  | required | Years | required | 0.3 | 0.2 | 0.1 | required | required | required | required | required | required | required |  | required | required | required | required
Demountable podium or staging | vsoni@calfordseaden.com | 2020-11-09 12:05 | Pr_40_30_25_21 : Demountable podiums and staging | Demountable podium or staging | Fixed | DefaultContact@DefaultCompany.com | required | required | required | required | required | required | [5 empty] | Years | required | 0.3 | 0.2 | 0.1 | required | required | required | [5 empty] | required | required | required | required
Play ground Equipment | nn@aec3.com | 2020-11-09 12:05 | Pr_40_30_61 : Play equipment | Play ground Equipment | Fixed | DefaultContact@DefaultCompany.com | required | required | required | required | required | required |  |  |  |  | required | Years | required | 0.3 | 0.2 | 0.1 | required | required | required | required | required | required | required |  | required | required | required | required
Rainwater Pipe | nn@aec3.com | 2020-11-09 12:05 | Pr_40_30_61 : Play equipment | Rainwater Pipe | Fixed | DefaultContact@DefaultCompany.com | required | required | required | required | required | required |  |  |  |  | required | Years | required | 0.3 | 0.2 | 0.1 | required | required | required | required | required | required | required |  | required | required | required | required
Safes or security cabinet | vsoni@calfordseaden.com | 2020-11-09 12:05 | Pr_40_30_75 : Safes and security cabinets | Safes or security cabinet | Fixed | DefaultContact@DefaultCompany.com | required | required | required | required | required | required | [5 empty] | Years | required | 0.3 | 0.2 | 0.1 | required | required | required | [5 empty] | required | required | required | required
Cupboard | nn@aec3.com | 2020-11-09 12:05 | Pr_40_30_78 : Shelves and storage units | Cupboard | Fixed | DefaultContact@DefaultCompany.com | required | required | required | required | required | required |  |  |  |  | required | Years | required | 0.3 | 0.2 | 0.1 | required | required | required | required | required | required | required |  | required | required | required | required
Fixed Wardrobe | nn@aec3.com | 2020-11-09 12:05 | Pr_40_30_78 : Shelves and storage units | Fixed Wardrobe | Fixed | DefaultContact@DefaultCompany.com | required | required | required | required | required | required |  |  |  |  | required | Years | required | 0.3 | 0.2 | 0.1 | required | required | required | required | required | required | required |  | required | required | required | required
Bathroom cabinet | vsoni@calfordseaden.com | 2020-11-09 12:05 | Pr_40_30_78_03 : Bathroom cabinets | Bathroom cabinet | Fixed | DefaultContact@DefaultCompany.com | required | required | required | required | required | required | [5 empty] | Years | required | 0.3 | 0.2 | 0.1 | required | required | required | [5 empty] | required | required | required | required
Kitchen bench cupboard | vsoni@calfordseaden.com | 2020-11-09 12:05 | Pr_40_30_78_43 : Kitchen bench cupboards | Kitchen bench cupboard | Fixed | DefaultContact@DefaultCompany.com | required | required | required | required | required | required | [5 empty] | Years | required | 0.3 | 0.2 | 0.1 | required | required | required | [5 empty] | required | required | required | required
Kitchen overhead cupboard | vsoni@calfordseaden.com | 2020-11-09 12:05 | Pr_40_30_78_44 : Kitchen overhead cupboards | Kitchen overhead cupboard | Fixed | DefaultContact@DefaultCompany.com | required | required | required | required | required | required |  |  |  |  | required | Years | required | 0.3 | 0.2 | 0.1 | required | required | required | [5 empty] | required | required | required | required
Wardrobe | vsoni@calfordseaden.com | 2020-11-09 12:05 | Pr_40_30_78_96 : Wardrobes | Wardrobe | Fixed | DefaultContact@DefaultCompany.com | required | required | required | required | required | required | [5 empty] | Years | required | 0.3 | 0.2 | 0.1 | required | required | required | [5 empty] | required | required | required | required
Artwork | vsoni@calfordseaden.com | 2020-11-09 12:05 | Pr_40_50_05 : Artworks | Artwork | Fixed | DefaultContact@DefaultCompany.com | required | required | required | required | required | required |  |  |  |  | required | Years | required | 0.3 | 0.2 | 0.1 | required | required | required | required | required | required | required |  | required | required | required | required
Art Scuplture | nn@aec3.com | 2020-11-09 12:05 | Pr_40_50_05_30 : Floor-mounted sculptures | Art Scuplture | Fixed | DefaultContact@DefaultCompany.com | required | required | required | required | required | required |  |  |  |  | required | Years | required | 0.3 | 0.2 | 0.1 | required | required | required | required | required | required | required |  | required | required | required | required
Extinguisher or fire blanket | vsoni@calfordseaden.com | 2020-11-09 12:05 | Pr_40_50_28 : Extinguishers and fire blankets | Extinguisher or fire blanket | Fixed | DefaultContact@DefaultCompany.com | required | required | required | required | required | required | [5 empty] | Years | required | 0.3 | 0.2 | 0.1 | required | required | required | [5 empty] | required | required | required | required
Carbon dioxide fire extinguisher | vsoni@calfordseaden.com | 2020-11-09 12:05 | Pr_40_50_28_11 : Carbon dioxide fire extinguishers | Carbon dioxide fire extinguisher | Fixed | DefaultContact@DefaultCompany.com | required | required | required | required | required | required |  |  |  |  | required | Years | required | 0.3 | 0.2 | 0.1 | required | required | required | [5 empty] | required | required | required | required
Dry powder fire extinguisher | vsoni@calfordseaden.com | 2020-11-09 12:05 | Pr_40_50_28_24 : Dry powder fire extinguishers | Dry powder fire extinguisher | Fixed | DefaultContact@DefaultCompany.com | required | required | required | required | required | required | [5 empty] | Years | required | 0.3 | 0.2 | 0.1 | required | required | required | [5 empty] | required | required | required | required
Fire protective blanket | vsoni@calfordseaden.com | 2020-11-09 12:05 | Pr_40_50_28_29 : Fire protective blankets | Fire protective blanket | Fixed | DefaultContact@DefaultCompany.com | required | required | required | required | required | required | [5 empty] | Years | required | 0.3 | 0.2 | 0.1 | required | required | required | [5 empty] | required | required | required | required
Fire Blanket | nn@aec3.com | 2020-11-09 12:05 | Pr_40_50_28_29 : Fire protective blankets | Fire Blanket | Fixed | DefaultContact@DefaultCompany.com | required | required | required | required | required | required |  |  |  |  | required | Years | required | 0.3 | 0.2 | 0.1 | required | required | required | required | required | required | required |  | required | required | required | required
Fire Curtain | nn@aec3.com | 2020-11-09 12:05 | Pr_40_50_28_29 : Fire protective blankets | Fire Curtain | Fixed | DefaultContact@DefaultCompany.com | required | required | required | required | required | required |  |  |  |  | required | Years | required | 0.3 | 0.2 | 0.1 | required | required | required | required | required | required | required |  | required | required | required | required
Foam fire extinguisher | vsoni@calfordseaden.com | 2020-11-09 12:05 | Pr_40_50_28_30 : Foam fire extinguishers | Foam fire extinguisher | Fixed | DefaultContact@DefaultCompany.com | required | required | required | required | required | required | [5 empty] | Years | required | 0.3 | 0.2 | 0.1 | required | required | required | [5 empty] | required | required | required | required
Portable fire extinguisher | vsoni@calfordseaden.com | 2020-11-09 12:05 | Pr_40_50_28_64 : Portable fire extinguishers | Portable fire extinguisher | Fixed | DefaultContact@DefaultCompany.com | required | required | required | required | required | required |  |  |  |  | required | Years | required | 0.3 | 0.2 | 0.1 | required | required | required | [5 empty] | required | required | required | required
Water fire extinguisher | vsoni@calfordseaden.com | 2020-11-09 12:05 | Pr_40_50_28_96 : Water fire extinguishers | Water fire extinguisher | Fixed | DefaultContact@DefaultCompany.com | required | required | required | required | required | required |  |  |  |  | required | Years | required | 0.3 | 0.2 | 0.1 | required | required | required | [5 empty] | required | required | required | required
Wet chemical fire extinguisher | vsoni@calfordseaden.com | 2020-11-09 12:05 | Pr_40_50_28_97 : Wet chemical fire extinguishers | Wet chemical fire extinguisher | Fixed | DefaultContact@DefaultCompany.com | required | required | required | required | required | required |  |  |  |  | required | Years | required | 0.3 | 0.2 | 0.1 | required | required | required | [5 empty] | required | required | required | required
Equipment | vsoni@calfordseaden.com | 2020-11-09 12:05 | Pr_40_70 : Equipment | Equipment | Fixed | DefaultContact@DefaultCompany.com | required | required | required | required | required | required |  |  |  |  | required | Years | required | 0.3 | 0.2 | 0.1 | required | required | required | [5 empty] | required | required | required | required
Whitegoods | nn@aec3.com | 2020-11-09 12:05 | Pr_40_70 : Equipment | Whitegoods | Fixed | DefaultContact@DefaultCompany.com | required | required | required | required | required | required |  |  |  |  | required | Years | required | 0.3 | 0.2 | 0.1 | required | required | required | required | required | required | required |  | required | required | required | required
Cold water supply source | vsoni@calfordseaden.com | 2020-11-09 12:05 | Pr_40_70_15 : Cold water supply sources | Cold water supply source | Fixed | DefaultContact@DefaultCompany.com | required | required | required | required | required | required | [5 empty] | Years | required | 0.3 | 0.2 | 0.1 | required | required | required | [5 empty] | required | required | required | required
Dishwasher | vsoni@calfordseaden.com | 2020-11-09 12:05 | Pr_40_70_21 : Dishwashers | Dishwasher | Fixed | DefaultContact@DefaultCompany.com | required | required | required | required | required | required |  |  |  |  | required | Years | required | 0.3 | 0.2 | 0.1 | required | required | required | [5 empty] | required | required | required | required
Parking meter | vsoni@calfordseaden.com | 2020-11-09 12:05 | Pr_40_70_22_63 : Parking meters | Parking meter | Fixed | DefaultContact@DefaultCompany.com | required | required | required | required | required | required |  |  |  |  | required | Years | required | 0.3 | 0.2 | 0.1 | required | required | required | [5 empty] | required | required | required | required
Domestic cooking equipment | vsoni@calfordseaden.com | 2020-11-09 12:05 | Pr_40_70_24 : Domestic cooking equipment | Domestic cooking equipment | Fixed | DefaultContact@DefaultCompany.com | required | required | required | required | required | required | [5 empty] | Years | required | 0.3 | 0.2 | 0.1 | required | required | required | [5 empty] | required | required | required | required
Appliance | nn@aec3.com | 2020-11-09 12:05 | Pr_40_70_24 : Domestic cooking equipment | Appliance | Fixed | DefaultContact@DefaultCompany.com | required | required | required | required | required | required |  |  |  |  | required | Years | required | 0.3 | 0.2 | 0.1 | required | required | required | required | required | required | required |  | required | required | required | required
Built-in electric hob | vsoni@calfordseaden.com | 2020-11-09 12:05 | Pr_40_70_24_07 : Built-in electric hobs | Built-in electric hob | Fixed | DefaultContact@DefaultCompany.com | required | required | required | required | required | required |  |  |  |  | required | Years | required | 0.3 | 0.2 | 0.1 | required | required | required | [5 empty] | required | required | required | required
Cooking Hob Electric Ceramic | nn@aec3.com | 2020-11-09 12:05 | Pr_40_70_24_07 : Built-in electric hobs | Cooking Hob Electric Ceramic | Fixed | DefaultContact@DefaultCompany.com | required | required | required | required | required | required |  |  |  |  | required | Years | required | 0.3 | 0.2 | 0.1 | required | required | required | required | required | required | required |  | required | required | required | required
Cooking Hob Electric Induction | nn@aec3.com | 2020-11-09 12:05 | Pr_40_70_24_07 : Built-in electric hobs | Cooking Hob Electric Induction | Fixed | DefaultContact@DefaultCompany.com | required | required | required | required | required | required |  |  |  |  | required | Years | required | 0.3 | 0.2 | 0.1 | required | required | required | required | required | required | required |  | required | required | required | required
Cooking Hob Electric Plate | nn@aec3.com | 2020-11-09 12:05 | Pr_40_70_24_07 : Built-in electric hobs | Cooking Hob Electric Plate | Fixed | DefaultContact@DefaultCompany.com | required | required | required | required | required | required |  |  |  |  | required | Years | required | 0.3 | 0.2 | 0.1 | required | required | required | required | required | required | required |  | required | required | required | required
Built-in Fan Assisted Oven (Electric) | vsoni@calfordseaden.com | 2020-11-09 12:05 | Pr_40_70_24_08 : Built-in Fan eletric oven | Built-in Fan Assisted Oven (Electric) | Fixed | DefaultContact@DefaultCompany.com | required | required | required | required | required | required |  |  |  |  | required | Years | required | 0.3 | 0.2 | 0.1 | required | required | required | [5 empty] | required | required | required | required
Built-in gas hob | vsoni@calfordseaden.com | 2020-11-09 12:05 | Pr_40_70_24_09 : Built-in gas hobs | Built-in gas hob | Fixed | DefaultContact@DefaultCompany.com | required | required | required | required | required | required |  |  |  |  | required | Years | required | 0.3 | 0.2 | 0.1 | required | required | required | [5 empty] | required | required | required | required
Cooking Hob-Gas | nn@aec3.com | 2020-11-09 12:05 | Pr_40_70_24_09 : Built-in gas hobs | Cooking Hob-Gas | Fixed | DefaultContact@DefaultCompany.com | required | required | required | required | required | required |  |  |  |  | required | Years | required | 0.3 | 0.2 | 0.1 | required | required | required | required | required | required | required |  | required | required | required | required
Built-in microwave oven | vsoni@calfordseaden.com | 2020-11-09 12:05 | Pr_40_70_24_11 : Built-in microwave ovens | Built-in microwave oven | Fixed | DefaultContact@DefaultCompany.com | required | required | required | required | required | required | [5 empty] | Years | required | 0.3 | 0.2 | 0.1 | required | required | required | [5 empty] | required | required | required | required
Food refrigerator or freezer | vsoni@calfordseaden.com | 2020-11-09 12:05 | Pr_40_70_31 : Food refrigerators and freezers | Food refrigerator or freezer | Fixed | DefaultContact@DefaultCompany.com | required | required | required | required | required | required |  |  |  |  | required | Years | required | 0.3 | 0.2 | 0.1 | required | required | required | [5 empty] | required | required | required | required
Freezer cabinet | vsoni@calfordseaden.com | 2020-11-09 12:05 | Pr_40_70_31_29 : Freezer cabinets | Freezer cabinet | Fixed | DefaultContact@DefaultCompany.com | required | required | required | required | required | required | [5 empty] | Years | required | 0.3 | 0.2 | 0.1 | required | required | required | [5 empty] | required | required | required | required
Freezer - Domestic | nn@aec3.com | 2020-11-09 12:05 | Pr_40_70_31_31 : Freezers | Freezer - Domestic | Fixed | DefaultContact@DefaultCompany.com | required | required | required | required | required | required |  |  |  |  | required | Years | required | 0.3 | 0.2 | 0.1 | required | required | required | required | required | required | required |  | required | required | required | required
Fridge - Domestic | nn@aec3.com | 2020-11-09 12:05 | Pr_40_70_31_72 : Refrigerators | Fridge - Domestic | Fixed | DefaultContact@DefaultCompany.com | required | required | required | required | required | required |  |  |  |  | required | Years | required | 0.3 | 0.2 | 0.1 | required | required | required | required | required | required | required |  | required | required | required | required
Laundry cabinet | vsoni@calfordseaden.com | 2020-11-09 12:05 | Pr_40_70_46_45 : Laundry cabinets | Laundry cabinet | Fixed | DefaultContact@DefaultCompany.com | required | required | required | required | required | required | [5 empty] | Years | required | 0.3 | 0.2 | 0.1 | required | required | required | [5 empty] | required | required | required | required
Washer dryer | vsoni@calfordseaden.com | 2020-11-09 12:05 | Pr_40_70_47_97 : Washer dryers | Washer dryer | Fixed | DefaultContact@DefaultCompany.com | required | required | required | required | required | required |  |  |  |  | required | Years | required | 0.3 | 0.2 | 0.1 | required | required | required | [5 empty] | required | required | required | required
Electric cooking range | vsoni@calfordseaden.com | 2020-11-09 12:05 | Pr_40_70_65_21 : Electric cooking ranges | Electric cooking range | Fixed | DefaultContact@DefaultCompany.com | required | required | required | required | required | required |  |  |  |  | required | Years | required | 0.3 | 0.2 | 0.1 | required | required | required | [5 empty] | required | required | required | required
Gas cooking range | vsoni@calfordseaden.com | 2020-11-09 12:05 | Pr_40_70_65_36 : Gas cooking ranges | Gas cooking range | Fixed | DefaultContact@DefaultCompany.com | required | required | required | required | required | required | [5 empty] | Years | required | 0.3 | 0.2 | 0.1 | required | required | required | [5 empty] | required | required | required | required
Microwave oven | vsoni@calfordseaden.com | 2020-11-09 12:05 | Pr_40_70_65_51 : Microwave ovens | Microwave oven | Fixed | DefaultContact@DefaultCompany.com | required | required | required | required | required | required |  |  |  |  | required | Years | required | 0.3 | 0.2 | 0.1 | required | required | required | [5 empty] | required | required | required | required
Flora product | vsoni@calfordseaden.com | 2020-11-09 12:05 | Pr_45_30 : Flora products | Flora product | Fixed | DefaultContact@DefaultCompany.com | required | required | required | required | required | required | [5 empty] | Years | required | 0.3 | 0.2 | 0.1 | required | required | required | [5 empty] | required | required | required | required
Tree | vsoni@calfordseaden.com | 2020-11-09 12:05 | Pr_45_30_90 : Trees | Tree | Fixed | DefaultContact@DefaultCompany.com | required | required | required | required | required | required |  |  |  |  | required | Years | required | 0.3 | 0.2 | 0.1 | required | required | required | [5 empty] | required | required | required | required
Playground bark | vsoni@calfordseaden.com | 2020-11-09 12:05 | Pr_45_31_63_64 : Playground bark | Playground bark | Fixed | DefaultContact@DefaultCompany.com | required | required | required | required | required | required |  |  |  |  | required | Years | required | 0.3 | 0.2 | 0.1 | required | required | required | [5 empty] | required | required | required | required
Green roof substrate | vsoni@calfordseaden.com | 2020-11-09 12:05 | Pr_45_31_89_35 : Green roof substrates | Green roof substrate | Fixed | DefaultContact@DefaultCompany.com | required | required | required | required | required | required |  |  |  |  | required | Years | required | 0.3 | 0.2 | 0.1 | required | required | required | [5 empty] | required | required | required | required
Stop gate | vsoni@calfordseaden.com | 2020-11-09 12:05 | Pr_60_45_30_83 : Stop gates | Stop gate | Fixed | DefaultContact@DefaultCompany.com | required | required | required | required | required | required |  |  |  |  | required | Years | required | 0.3 | 0.2 | 0.1 | required | required | required | [5 empty] | required | required | required | required
Direct hot water storage cylinder | vsoni@calfordseaden.com | 2020-11-09 12:05 | Pr_60_50_20_21 : Direct hot water storage cylinders | Direct hot water storage cylinder | Fixed | DefaultContact@DefaultCompany.com | required | required | required | required | required | required | [5 empty] | Years | required | 0.3 | 0.2 | 0.1 | required | required | required | [5 empty] | required | required | required | required
Double feed indirect hot water storage cylinder | vsoni@calfordseaden.com | 2020-11-09 12:05 | Pr_60_50_20_23 : Double feed indirect hot water storage cylinders | Double feed indirect hot water storage cylinder | Fixed | DefaultContact@DefaultCompany.com | required | required | required | required | required | required |  |  |  |  | required | Years | required | 0.3 | 0.2 | 0.1 | required | required | required | [5 empty] | required | required | required | required
Dual coil hot water storage cylinder | vsoni@calfordseaden.com | 2020-11-09 12:05 | Pr_60_50_20_25 : Dual coil hot water storage cylinders | Dual coil hot water storage cylinder | Fixed | DefaultContact@DefaultCompany.com | required | required | required | required | required | required | [5 empty] | Years | required | 0.3 | 0.2 | 0.1 | required | required | required | [5 empty] | required | required | required | required
Indirectly heated unvented hot water storage cylinder | vsoni@calfordseaden.com | 2020-11-09 12:05 | Pr_60_50_20_42 : Indirectly heated unvented hot water storage cylinders | Indirectly heated unvented hot water storage cylinder | Fixed | DefaultContact@DefaultCompany.com | required | required | required | required | required | required |  |  |  |  | required | Years | required | 0.3 | 0.2 | 0.1 | required | required | required | [5 empty] | required | required | required | required
Single feed indirect hot water storage cylinder | vsoni@calfordseaden.com | 2020-11-09 12:05 | Pr_60_50_20_78 : Single feed indirect hot water storage cylinders | Single feed indirect hot water storage cylinder | Fixed | DefaultContact@DefaultCompany.com | required | required | required | required | required | required | [5 empty] | Years | required | 0.3 | 0.2 | 0.1 | required | required | required | [5 empty] | required | required | required | required
Irrigation or water feature reservoir | vsoni@calfordseaden.com | 2020-11-09 12:05 | Pr_60_50_41 : Irrigation and water feature reservoirs | Irrigation or water feature reservoir | Fixed | DefaultContact@DefaultCompany.com | required | required | required | required | required | required | [5 empty] | Years | required | 0.3 | 0.2 | 0.1 | required | required | required | [5 empty] | required | required | required | required
Water Feature | nn@aec3.com | 2020-11-09 12:05 | Pr_60_50_41_41 : Integral water features | Water Feature | Fixed | DefaultContact@DefaultCompany.com | required | required | required | required | required | required |  |  |  |  | required | Years | required | 0.3 | 0.2 | 0.1 | required | required | required | required | required | required | required |  | required | required | required | required
Pressure storage vessel | vsoni@calfordseaden.com | 2020-11-09 12:05 | Pr_60_50_67 : Pressure storage vessels | Pressure storage vessel | Fixed | DefaultContact@DefaultCompany.com | required | required | required | required | required | required |  |  |  |  | required | Years | required | 0.3 | 0.2 | 0.1 | required | required | required | [5 empty] | required | required | required | required
Pressure Vessel | nn@aec3.com | 2020-11-09 12:05 | Pr_60_50_67 : Pressure storage vessels | Pressure Vessel | Fixed | DefaultContact@DefaultCompany.com | required | required | required | required | required | required |  |  |  |  | required | Years | required | 0.3 | 0.2 | 0.1 | required | required | required | required | required | required | required |  | required | required | required | required
Metal liquid or gas pressure vessel | vsoni@calfordseaden.com | 2020-11-09 12:05 | Pr_60_50_67_52 : Metal liquid or gas pressure vessels | Metal liquid or gas pressure vessel | Fixed | DefaultContact@DefaultCompany.com | required | required | required | required | required | required | [5 empty] | Years | required | 0.3 | 0.2 | 0.1 | required | required | required | [5 empty] | required | required | required | required
Water tanks or cistern | vsoni@calfordseaden.com | 2020-11-09 12:05 | Pr_60_50_96 : Water tanks and cisterns | Water tanks or cistern | Fixed | DefaultContact@DefaultCompany.com | required | required | required | required | required | required | [5 empty] | Years | required | 0.3 | 0.2 | 0.1 | required | required | required | [5 empty] | required | required | required | required
Cold water storage tank | nn@aec3.com | 2020-11-09 12:05 | Pr_60_50_96 : Water tanks and cisterns | Cold water storage tank | Fixed | DefaultContact@DefaultCompany.com | required | required | required | required | required | required |  |  |  |  | required | Years | required | 0.3 | 0.2 | 0.1 | required | required | required | required | required | required | required |  | required | required | required | required
Hot water storage tank | nn@aec3.com | 2020-11-09 12:05 | Pr_60_50_96 : Water tanks and cisterns | Hot water storage tank | Fixed | DefaultContact@DefaultCompany.com | required | required | required | required | required | required |  |  |  |  | required | Years | required | 0.3 | 0.2 | 0.1 | required | required | required | required | required | required | required |  | required | required | required | required
Water tank | nn@aec3.com | 2020-11-09 12:05 | Pr_60_50_96 : Water tanks and cisterns | Water tank | Fixed | DefaultContact@DefaultCompany.com | required | required | required | required | required | required |  |  |  |  | required | Years | required | 0.3 | 0.2 | 0.1 | required | required | required | required | required | required | required |  | required | required | required | required
Piped attenuation structure | vsoni@calfordseaden.com | 2020-11-09 12:05 | Pr_60_50_96_62 : Piped attenuation structures | Piped attenuation structure | Fixed | DefaultContact@DefaultCompany.com | required | required | required | required | required | required |  |  |  |  | required | Years | required | 0.3 | 0.2 | 0.1 | required | required | required | required | required | required | required |  | required | required | required | required
Attenuation Tank | nn@aec3.com | 2020-11-09 12:05 | Pr_60_50_96_62 : Piped attenuation structure | Attenuation Tank | Fixed | DefaultContact@DefaultCompany.com | required | required | required | required | required | required |  |  |  |  | required | Years | required | 0.3 | 0.2 | 0.1 | required | required | required | required | required | required | required |  | required | required | required | required
Boiler | vsoni@calfordseaden.com | 2020-11-09 12:05 | Pr_60_60_08 : Boilers | Boiler | Fixed | DefaultContact@DefaultCompany.com | required | required | required | required | required | required |  |  |  |  | required | Years | required | 0.3 | 0.2 | 0.1 | required | required | required | [5 empty] | required | required | required | required
Temporary Back Up Boiler | nn@aec3.com | 2020-11-09 12:05 | Pr_60_60_08 : Boilers | Temporary Back Up Boiler | Fixed | DefaultContact@DefaultCompany.com | required | required | required | required | required | required |  |  |  |  | required | Years | required | 0.3 | 0.2 | 0.1 | required | required | required | required | required | required | required |  | required | required | required | required
Dual fuel cast iron boiler | vsoni@calfordseaden.com | 2020-11-09 12:05 | Pr_60_60_08_24 : Dual fuel cast iron boilers | Dual fuel cast iron boiler | Fixed | DefaultContact@DefaultCompany.com | required | required | required | required | required | required |  |  |  |  | required | Years | required | 0.3 | 0.2 | 0.1 | required | required | required | required | required | required | required |  | required | required | required | required
Dual fuel steel shell boiler | vsoni@calfordseaden.com | 2020-11-09 12:05 | Pr_60_60_08_25 : Dual fuel steel shell boilers | Dual fuel steel shell boiler | Fixed | DefaultContact@DefaultCompany.com | required | required | required | required | required | required |  |  |  |  | required | Years | required | 0.3 | 0.2 | 0.1 | required | required | required | required | required | required | required |  | required | required | required | required
Solid fuel cast iron boiler | vsoni@calfordseaden.com | 2020-11-09 12:05 | Pr_60_60_08_80 : Solid fuel cast iron boilers | Solid fuel cast iron boiler | Fixed | DefaultContact@DefaultCompany.com | required | required | required | required | required | required |  |  |  |  | required | Years | required | 0.3 | 0.2 | 0.1 | required | required | required | required | required | required | required |  |  | required |  | required
Solid fuel steel shell boiler | vsoni@calfordseaden.com | 2020-11-09 12:05 | Pr_60_60_08_81 : Solid fuel steel shell boilers | Solid fuel steel shell boiler | Fixed | DefaultContact@DefaultCompany.com | required | required | required | required | required | required |  |  |  |  | required | Years | required | 0.3 | 0.2 | 0.1 | required | required | required | [5 empty] | required | required | required | required
Calorifier | nn@aec3.com | 2020-11-09 12:05 | Pr_60_60_38 : Calorifiers and plate heat exchangers | Calorifier | Fixed | DefaultContact@DefaultCompany.com | required | required | required | required | required | required |  |  |  |  | required | Years | required | 0.3 | 0.2 | 0.1 | required | required | required | required | required | required | required |  | required | required | required | required
Calorifier or plate heat exchanger | vsoni@calfordseaden.com | 2020-11-09 12:05 | Pr_60_60_38 : Calorifiers and plate heat exchangers | Calorifier or plate heat exchanger | Fixed | DefaultContact@DefaultCompany.com | required | required | required | required | required | required | [5 empty] | Years | required | 0.3 | 0.2 | 0.1 | required | required | required | [5 empty] | required | required | required | required
Heat interface unit | vsoni@calfordseaden.com | 2020-11-09 12:05 | Pr_60_60_38_36 : Heat interface units | Heat interface unit | Fixed | DefaultContact@DefaultCompany.com | required | required | required | required | required | required |  |  |  |  | required | Years | required | 0.3 | 0.2 | 0.1 | required | required | required | [5 empty] | required | required | required | required
Hot water non-storage calorifier | vsoni@calfordseaden.com | 2020-11-09 12:05 | Pr_60_60_38_38 : Hot water non-storage calorifiers | Hot water non-storage calorifier | Fixed | DefaultContact@DefaultCompany.com | required | required | required | required | required | required | [5 empty] | Years | required | 0.3 | 0.2 | 0.1 | required | required | required | [5 empty] | required | required | required | required
Steam to water non-storage calorifier | vsoni@calfordseaden.com | 2020-11-09 12:05 | Pr_60_60_38_84 : Steam to water non-storage calorifiers | Steam to water non-storage calorifier | Fixed | DefaultContact@DefaultCompany.com | required | required | required | required | required | required | [5 empty] | Years | required | 0.3 | 0.2 | 0.1 | required | required | required | [5 empty] | required | required | required | required
Storage calorifier | vsoni@calfordseaden.com | 2020-11-09 12:05 | Pr_60_60_38_85 : Storage calorifiers | Storage calorifier | Fixed | DefaultContact@DefaultCompany.com | required | required | required | required | required | required | [5 empty] | Years | required | 0.3 | 0.2 | 0.1 | required | required | required | [5 empty] | required | required | required | required
Electric Shower | nn@aec3.com | 2020-11-09 12:05 | Pr_60_60_96_26 : Electric instantaneous shower units | Electric Shower | Fixed | DefaultContact@DefaultCompany.com | required | required | required | required | required | required |  |  |  |  | required | Years | required | 0.3 | 0.2 | 0.1 | required | required | required | required | required | required | required |  | required | required | required | required
Air Handling Unit | vsoni@calfordseaden.com | 2020-11-09 12:05 | Pr_60_65_03 : Air Handling Units | Air Handling Unit | Fixed | DefaultContact@DefaultCompany.com | required | required | required | required | required | required |  |  |  |  | required | Years | required | 0.3 | 0.2 | 0.1 | required | required | required | required | required | required | required |  | required | required | required | required
Fume cupboards or safety cabinet | vsoni@calfordseaden.com | 2020-11-09 12:05 | Pr_60_65_31 : Fume cupboards and safety cabinets | Fume cupboards or safety cabinet | Fixed | DefaultContact@DefaultCompany.com | required | required | required | required | required | required |  |  |  |  | required | Years | required | 0.3 | 0.2 | 0.1 | required | required | required | [5 empty] | required | required | required | required
Fume Cupboard | nn@aec3.com | 2020-11-09 12:05 | Pr_60_65_31 : Fume cupboards and safety cabinets | Fume Cupboard | Fixed | DefaultContact@DefaultCompany.com | required | required | required | required | required | required |  |  |  |  | required | Years | required | 0.3 | 0.2 | 0.1 | required | required | required | required | required | required | required |  | required | required | required | required
Ventilation hoods or extract point | vsoni@calfordseaden.com | 2020-11-09 12:05 | Pr_60_65_94 : Ventilation hoods and extract points | Ventilation hoods or extract point | Fixed | DefaultContact@DefaultCompany.com | required | required | required | required | required | required | [5 empty] | Years | required | 0.3 | 0.2 | 0.1 | required | required | required | [5 empty] | required | required | required | required
Kitchen extractor hood | vsoni@calfordseaden.com | 2020-11-09 12:05 | Pr_60_65_94_46 : Kitchen extractor hoods | Kitchen extractor hood | Fixed | DefaultContact@DefaultCompany.com | required | required | required | required | required | required | [5 empty] | Years | required | 0.3 | 0.2 | 0.1 | required | required | required | [5 empty] | required | required | required | required
Scooter Store Charger | nn@aec3.com | 2020-11-09 12:05 | Pr_60_70_06_27 : Electric vehicle chargers | Scooter Store Charger | Fixed | DefaultContact@DefaultCompany.com | required | required | required | required | required | required |  |  |  |  | required | Years | required | 0.3 | 0.2 | 0.1 | required | required | required | required | required | required | required |  | required | required | required | required
Distribution board | vsoni@calfordseaden.com | 2020-11-09 12:05 | Pr_60_70_22_22 : Distribution boards | Distribution board | Fixed | DefaultContact@DefaultCompany.com | required | required | required | required | required | required |  |  |  |  | required | Years | required | 0.3 | 0.2 | 0.1 | required | required | required | [5 empty] | required | required | required | required
Sub Station | nn@aec3.com | 2020-11-09 12:05 | Pr_60_70_36 : High voltage switchgear and transformers | Sub Station | Fixed | DefaultContact@DefaultCompany.com | required | required | required | required | required | required |  |  |  |  | required | Years | required | 0.3 | 0.2 | 0.1 | required | required | required | required | required | required | required |  | required | required | required | required
Fireman’s emergency switch | vsoni@calfordseaden.com | 2020-11-09 12:05 | Pr_60_70_48_30 : Fireman’s emergency switches | Fireman’s emergency switch | Fixed | DefaultContact@DefaultCompany.com | required | required | required | required | required | required | [5 empty] | Years | required | 0.3 | 0.2 | 0.1 | required | required | required | [5 empty] | required | required | required | required
Manual Control Point/Firemans Override Switch | nn@aec3.com | 2020-11-09 12:05 | Pr_60_70_48_30 : Fireman’s emergency switches | Manual Control Point/Firemans Override Switch | Fixed | DefaultContact@DefaultCompany.com | required | required | required | required | required | required |  |  |  |  | required | Years | required | 0.3 | 0.2 | 0.1 | required | required | required | required | required | required | required |  | required | required | required | required
Power generators, engines or packaged combined heat or power (CHP) unit | vsoni@calfordseaden.com | 2020-11-09 12:05 | Pr_60_70_65 : Power generators, engines and packaged combined heat and power (CHP) units | Power generators, engines or packaged combined heat or power (CHP) unit | Fixed | DefaultContact@DefaultCompany.com | required | required | required | required | required | required |  |  |  |  | required | Years | required | 0.3 | 0.2 | 0.1 | required | required | required | [5 empty] | required | required | required | required
CHP | nn@aec3.com | 2020-11-09 12:05 | Pr_60_70_65 : Power generators engines and packaged combined heat and power (CHP) units | CHP | Fixed | DefaultContact@DefaultCompany.com | required | required | required | required | required | required |  |  |  |  | required | Years | required | 0.3 | 0.2 | 0.1 | required | required | required | required | required | required | required |  | required | required | required | required
Combined heat and power | nn@aec3.com | 2020-11-09 12:05 | Pr_60_70_65 : Power generators engines and packaged combined heat and power (CHP) units | Combined heat and power | Fixed | DefaultContact@DefaultCompany.com | required | required | required | required | required | required |  |  |  |  | required | Years | required | 0.3 | 0.2 | 0.1 | required | required | required | required | required | required | required |  | required | required | required | required
Generator | nn@aec3.com | 2020-11-09 12:05 | Pr_60_70_65_34 : Generator sets | Generator | Fixed | DefaultContact@DefaultCompany.com | required | required | required | required | required | required |  |  |  |  | required | Years | required | 0.3 | 0.2 | 0.1 | required | required | required | required | required | required | required |  | required | required | required | required
Generator (Diesel) | nn@aec3.com | 2020-11-09 12:05 | Pr_60_70_65_34 : Generator sets | Generator (Diesel) | Fixed | DefaultContact@DefaultCompany.com | required | required | required | required | required | required |  |  |  |  | required | Years | required | 0.3 | 0.2 | 0.1 | required | required | required | required | required | required | required |  | required | required | required | required
Horizontal axis wind turbine (HAWT) | vsoni@calfordseaden.com | 2020-11-09 12:05 | Pr_60_70_65_37 : Horizontal axis wind turbines (HAWT) | Horizontal axis wind turbine (HAWT) | Fixed | DefaultContact@DefaultCompany.com | required | required | required | required | required | required |  |  |  |  | required | Years | required | 0.3 | 0.2 | 0.1 | required | required | required | [5 empty] | required | required | required | required
Offshore wind turbine | vsoni@calfordseaden.com | 2020-11-09 12:05 | Pr_60_70_65_58 : Offshore wind turbines | Offshore wind turbine | Fixed | DefaultContact@DefaultCompany.com | required | required | required | required | required | required |  |  |  |  | required | Years | required | 0.3 | 0.2 | 0.1 | required | required | required | [5 empty] | required | required | required | required
Onshore wind turbine | vsoni@calfordseaden.com | 2020-11-09 12:05 | Pr_60_70_65_59 : Onshore wind turbines | Onshore wind turbine | Fixed | DefaultContact@DefaultCompany.com | required | required | required | required | required | required |  |  |  |  | required | Years | required | 0.3 | 0.2 | 0.1 | required | required | required | [5 empty] | required | required | required | required
Wind Turbine | nn@aec3.com | 2020-11-09 12:05 | Pr_60_70_65_59 : Onshore wind turbines | Wind Turbine | Fixed | DefaultContact@DefaultCompany.com | required | required | required | required | required | required |  |  |  |  | required | Years | required | 0.3 | 0.2 | 0.1 | required | required | required | required | required | required | required |  | required | required | required | required
Packaged combined heat or power (CHP) unit | vsoni@calfordseaden.com | 2020-11-09 12:05 | Pr_60_70_65_60 : Packaged combined heat and power (CHP) units | Packaged combined heat or power (CHP) unit | Fixed | DefaultContact@DefaultCompany.com | required | required | required | required | required | required | [5 empty] | Years | required | 0.3 | 0.2 | 0.1 | required | required | required | [5 empty] | required | required | required | required
Solar photo-voltaic cells | nn@aec3.com | 2020-11-09 12:05 | Pr_60_70_65_63 : Photovoltaic modules | Solar photo-voltaic cells | Fixed | DefaultContact@DefaultCompany.com | required | required | required | required | required | required |  |  |  |  | required | Years | required | 0.3 | 0.2 | 0.1 | required | required | required | required | required | required | required |  | required | required | required | required
Solar Photo-voltaic Inverter | nn@aec3.com | 2020-11-09 12:05 | Pr_60_70_65_63 : Photovoltaic modules | Solar Photo-voltaic Inverter | Fixed | DefaultContact@DefaultCompany.com | required | required | required | required | required | required |  |  |  |  | required | Years | required | 0.3 | 0.2 | 0.1 | required | required | required | required | required | required | required |  | required | required | required | required
Solar Photovoltaic Panel | nn@aec3.com | 2020-11-09 12:05 | Pr_60_70_65_63 : Photovoltaic modules | Solar Photovoltaic Panel | Fixed | DefaultContact@DefaultCompany.com | required | required | required | required | required | required |  |  |  |  | required | Years | required | 0.3 | 0.2 | 0.1 | required | required | required | required | required | required | required |  | required | required | required | required
Vertical axis wind turbine (VAWT) | vsoni@calfordseaden.com | 2020-11-09 12:05 | Pr_60_70_65_94 : Vertical axis wind turbines (VAWT) | Vertical axis wind turbine (VAWT) | Fixed | DefaultContact@DefaultCompany.com | required | required | required | required | required | required |  |  |  |  | required | Years | required | 0.3 | 0.2 | 0.1 | required | required | required | [5 empty] | required | required | required | required
Antenna | nn@aec3.com | 2020-11-09 12:05 | Pr_60_75_01 : Antennas and satellite dishes | Antenna | Fixed | DefaultContact@DefaultCompany.com | required | required | required | required | required | required |  |  |  |  | required | Years | required | 0.3 | 0.2 | 0.1 | required | required | required | required | required | required | required |  | required | required | required | required
Aerial/Satellite Dish | nn@aec3.com | 2020-11-09 12:05 | Pr_60_75_01 : Antennas and satellite dishes | Aerial/Satellite Dish | Fixed | DefaultContact@DefaultCompany.com | required | required | required | required | required | required |  |  |  |  | required | Years | required | 0.3 | 0.2 | 0.1 | required | required | required | required | required | required | required |  | required | required | required | required
Antenna or satellite dish | vsoni@calfordseaden.com | 2020-11-09 12:05 | Pr_60_75_01 : Antennas and satellite dishes | Antenna or satellite dish | Fixed | DefaultContact@DefaultCompany.com | required | required | required | required | required | required |  |  |  |  | required | Years | required | 0.3 | 0.2 | 0.1 | required | required | required | required | required | required | required |  | required | required | required | required
TV Aerial | nn@aec3.com | 2020-11-09 12:05 | Pr_60_75_01 : Antennae and satellite dishes | TV Aerial | Fixed | DefaultContact@DefaultCompany.com | required | required | required | required | required | required |  |  |  |  | required | Years | required | 0.3 | 0.2 | 0.1 | required | required | required | required | required | required | required |  | required | required | required | required
Surveillance camera, monitor or ancillary | vsoni@calfordseaden.com | 2020-11-09 12:05 | Pr_60_75_86 : Surveillance cameras, monitors and ancillaries | Surveillance camera, monitor or ancillary | Fixed | DefaultContact@DefaultCompany.com | required | required | required | required | required | required | [5 empty] | Years | required | 0.3 | 0.2 | 0.1 | required | required | required | [5 empty] | required | required | required | required
CCTV (hardware) | nn@aec3.com | 2020-11-09 12:05 | Pr_60_75_86 : Surveillance cameras monitors and ancillaries | CCTV (hardware) | Fixed | DefaultContact@DefaultCompany.com | required | required | required | required | required | required |  |  |  |  | required | Years | required | 0.3 | 0.2 | 0.1 | required | required | required | required | required | required | required |  | required | required | required | required
CCTV Functions | nn@aec3.com | 2020-11-09 12:05 | Pr_60_75_86 : Surveillance cameras monitors and ancillaries | CCTV Functions | Fixed | DefaultContact@DefaultCompany.com | required | required | required | required | required | required |  |  |  |  | required | Years | required | 0.3 | 0.2 | 0.1 | required | required | required | required | required | required | required |  | required | required | required | required
Closed Circuit Television (CCTV) | nn@aec3.com | 2020-11-09 12:05 | Pr_60_75_86 : Surveillance cameras monitors and ancillaries | Closed Circuit Television (CCTV) | Fixed | DefaultContact@DefaultCompany.com | required | required | required | required | required | required |  |  |  |  | required | Years | required | 0.3 | 0.2 | 0.1 | required | required | required | required | required | required | required |  | required | required | required | required
Chute automatic fire door | vsoni@calfordseaden.com | 2020-11-09 12:05 | Pr_65_12_71_10 : Chute automatic fire doors | Chute automatic fire door | Fixed | DefaultContact@DefaultCompany.com | required | required | required | required | required | required |  |  |  |  | required | Years | required | 0.3 | 0.2 | 0.1 | required | required | required | required | required | required | required |  | required | required | required | required
Gutter or accessory | vsoni@calfordseaden.com | 2020-11-09 12:05 | Pr_65_50_35 : Gutters and accessories | Gutter or accessory | Fixed | DefaultContact@DefaultCompany.com | required | required | required | required | required | required |  |  |  |  | required | Years | required | 0.3 | 0.2 | 0.1 | required | required | required | [5 empty] | required | required | required | required
Fascia | nn@aec3.com | 2020-11-09 12:05 | Pr_65_50_35 : Gutters and accessories | Fascia | Fixed | DefaultContact@DefaultCompany.com | required | required | required | required | required | required |  |  |  |  | required | Years | required | 0.3 | 0.2 | 0.1 | required | required | required | required | required | required | required |  | required | required | required | required
Guttering | nn@aec3.com | 2020-11-09 12:05 | Pr_65_50_35 : Gutters and accessories | Guttering | Fixed | DefaultContact@DefaultCompany.com | required | required | required | required | required | required |  |  |  |  | required | Years | required | 0.3 | 0.2 | 0.1 | required | required | required | required | required | required | required |  | required | required | required | required
Soffit | nn@aec3.com | 2020-11-09 12:05 | Pr_65_50_35 : Gutters and accessories | Soffit | Fixed | DefaultContact@DefaultCompany.com | required | required | required | required | required | required |  |  |  |  | required | Years | required | 0.3 | 0.2 | 0.1 | required | required | required | required | required | required | required |  | required | required | required | required
Aluminium combined fascia, soffit or gutter | vsoni@calfordseaden.com | 2020-11-09 12:05 | Pr_65_50_35_02 : Aluminium combined fascias, soffits and gutters | Aluminium combined fascia, soffit or gutter | Fixed | DefaultContact@DefaultCompany.com | required | required | required | required | required | required | [5 empty] | Years | required | 0.3 | 0.2 | 0.1 | required | required | required | [5 empty] | required | required | required | required
Galvanized steel combined fascia, soffit or gutter | vsoni@calfordseaden.com | 2020-11-09 12:05 | Pr_65_50_35_29 : Galvanized steel combined fascias, soffits and gutters | Galvanized steel combined fascia, soffit or gutter | Fixed | DefaultContact@DefaultCompany.com | required | required | required | required | required | required | [5 empty] | Years | required | 0.3 | 0.2 | 0.1 | required | required | required | [5 empty] | required | required | required | required
Hot-dip pre-coated carbon steel combined fascia, soffit or gutter | vsoni@calfordseaden.com | 2020-11-09 12:05 | Pr_65_50_35_40 : Hot-dip pre-coated carbon steel combined fascias, soffits and gutters | Hot-dip pre-coated carbon steel combined fascia, soffits or gutter | Fixed | DefaultContact@DefaultCompany.com | required | required | required | required | required | required | [5 empty] | Years | required | 0.3 | 0.2 | 0.1 | required | required | required | [5 empty] | required | required | required | required
Above-ground drainage pipe or fitting | vsoni@calfordseaden.com | 2020-11-09 12:05 | Pr_65_52_03 : Above-ground drainage pipes and fittings | Above-ground drainage pipe or fitting | Fixed | DefaultContact@DefaultCompany.com | required | required | required | required | required | required | [5 empty] | Years | required | 0.3 | 0.2 | 0.1 | required | required | required | [5 empty] | required | required | required | required
Drainage gully or channel | vsoni@calfordseaden.com | 2020-11-09 12:05 | Pr_65_52_24 : Drainage gullies and channels | Drainage gully or channel | Fixed | DefaultContact@DefaultCompany.com | required | required | required | required | required | required | [5 empty] | Years | required | 0.3 | 0.2 | 0.1 | required | required | required | [5 empty] | required | required | required | required
Downpipe | nn@aec3.com | 2020-11-09 12:05 | Pr_65_52_63 : Pipes and fittings | Downpipe | Fixed | DefaultContact@DefaultCompany.com | required | required | required | required | required | required |  |  |  |  | required | Years | required | 0.3 | 0.2 | 0.1 | required | required | required | required | required | required | required |  | required | required | required | required
Pump | nn@aec3.com | 2020-11-09 12:05 | Pr_65_53 : Pump products | Pump | Fixed | DefaultContact@DefaultCompany.com | required | required | required | required | required | required |  |  |  |  | required | Years | required | 0.3 | 0.2 | 0.1 | required | required | required | required | required | required | required |  | required | required | required | required
Pump product | vsoni@calfordseaden.com | 2020-11-09 12:05 | Pr_65_53 : Pump products | Pump product | Fixed | DefaultContact@DefaultCompany.com | required | required | required | required | required | required | [5 empty] | Years | required | 0.3 | 0.2 | 0.1 | required | required | required | [5 empty] | required | required | required | required
Drainage pump | vsoni@calfordseaden.com | 2020-11-09 12:05 | Pr_65_53_24 : Drainage pumps | Drainage pump | Fixed | DefaultContact@DefaultCompany.com | required | required | required | required | required | required | [5 empty] | Years | required | 0.3 | 0.2 | 0.1 | required | required | required | [5 empty] | required | required | required | required
Sump Pump | nn@aec3.com | 2020-11-09 12:05 | Pr_65_53_24 : Drainage pumps | Sump Pump | Fixed | DefaultContact@DefaultCompany.com | required | required | required | required | required | required |  |  |  |  | required | Years | required | 0.3 | 0.2 | 0.1 | required | required | required | required | required | required | required |  | required | required | required | required
Volute casing dry well centrifugal sewage or sludge pump | vsoni@calfordseaden.com | 2020-11-09 12:05 | Pr_65_53_96_95 : Volute casing dry well centrifugal sewage and sludge pumps | Volute casing dry well centrifugal sewage or sludge pump | Fixed | DefaultContact@DefaultCompany.com | required | required | required | required | required | required |  |  |  |  | required | Years | required | 0.3 | 0.2 | 0.1 | required | required | required | [5 empty] | required | required | required | required
Sewage Pump | nn@aec3.com | 2020-11-09 12:05 | Pr_65_53_96_95 : Volute casing dry well centrifugal sewage and sludge pump unit | Sewage Pump | Fixed | DefaultContact@DefaultCompany.com | required | required | required | required | required | required |  |  |  |  | required | Years | required | 0.3 | 0.2 | 0.1 | required | required | required | required | required | required | required |  | required | required | required | required
Temperature Limiting Valve | nn@aec3.com | 2020-11-09 12:05 | Pr_65_54 : Valve products | Temperature Limiting Valve | Fixed | DefaultContact@DefaultCompany.com | required | required | required | required | required | required |  |  |  |  | required | Years | required | 0.3 | 0.2 | 0.1 | required | required | required | required | required | required | required |  | required | required | required | required
Dry riser landing valve | vsoni@calfordseaden.com | 2020-11-09 12:05 | Pr_65_54_30_24 : Dry riser landing valves | Dry riser landing valve | Fixed | DefaultContact@DefaultCompany.com | required | required | required | required | required | required | [5 empty] | Years | required | 0.3 | 0.2 | 0.1 | required | required | required | [5 empty] | required | required | required | required
DRY RISER valve | nn@aec3.com | 2020-11-09 12:05 | Pr_65_54_30_24 : Dry riser landing valves | DRY RISER valve | Fixed | DefaultContact@DefaultCompany.com | required | required | required | required | required | required |  |  |  |  | required | Years | required | 0.3 | 0.2 | 0.1 | required | required | required | required | required | required | required |  | required | required | required | required
Firefighting alarm device | vsoni@calfordseaden.com | 2020-11-09 12:05 | Pr_65_54_30_30 : Firefighting alarm devices | Firefighting alarm device | Fixed | DefaultContact@DefaultCompany.com | required | required | required | required | required | required |  |  |  |  | required | Years | required | 0.3 | 0.2 | 0.1 | required | required | required | [5 empty] | required | required | required | required
Gas fire suppression manifold | vsoni@calfordseaden.com | 2020-11-09 12:05 | Pr_65_54_30_34 : Gas fire suppression manifolds | Gas fire suppression manifold | Fixed | DefaultContact@DefaultCompany.com | required | required | required | required | required | required | [5 empty] | Years | required | 0.3 | 0.2 | 0.1 | required | required | required | [5 empty] | required | required | required | required
Gas fire suppression pressure gauge | vsoni@calfordseaden.com | 2020-11-09 12:05 | Pr_65_54_30_35 : Gas fire suppression pressure gauges | Gas fire suppression pressure gauge | Fixed | DefaultContact@DefaultCompany.com | required | required | required | required | required | required | [5 empty] | Years | required | 0.3 | 0.2 | 0.1 | required | required | required | [5 empty] | required | required | required | required
Gas fire suppression pressure switch | vsoni@calfordseaden.com | 2020-11-09 12:05 | Pr_65_54_30_36 : Gas fire suppression pressure switches | Gas fire suppression pressure switch | Fixed | DefaultContact@DefaultCompany.com | required | required | required | required | required | required | [5 empty] | Years | required | 0.3 | 0.2 | 0.1 | required | required | required | [5 empty] | required | required | required | required
Sprinkler system alarm valve | vsoni@calfordseaden.com | 2020-11-09 12:05 | Pr_65_54_30_85 : Sprinkler system alarm valves | Sprinkler system alarm valve | Fixed | DefaultContact@DefaultCompany.com | required | required | required | required | required | required | [5 empty] | Years | required | 0.3 | 0.2 | 0.1 | required | required | required | [5 empty] | required | required | required | required
Sprinkler Control Valve | nn@aec3.com | 2020-11-09 12:05 | Pr_65_54_30_85 : Sprinkler system alarm valves | Sprinkler Control Valve | Fixed | DefaultContact@DefaultCompany.com | required | required | required | required | required | required |  |  |  |  | required | Years | required | 0.3 | 0.2 | 0.1 | required | required | required | required | required | required | required |  | required | required | required | required
Wet riser landing valve | vsoni@calfordseaden.com | 2020-11-09 12:05 | Pr_65_54_30_97 : Wet riser landing valves | Wet riser landing valve | Fixed | DefaultContact@DefaultCompany.com | required | required | required | required | required | required | [5 empty] | Years | required | 0.3 | 0.2 | 0.1 | required | required | required | [5 empty] | required | required | required | required
Temperature or pressure control steam valve | vsoni@calfordseaden.com | 2020-11-09 12:05 | Pr_65_54_85_88 : Temperature and pressure control steam valves | Temperature or pressure control steam valve | Fixed | DefaultContact@DefaultCompany.com | required | required | required | required | required | required | [5 empty] | Years | required | 0.3 | 0.2 | 0.1 | required | required | required | [5 empty] | required | required | required | required
Manual air vent | vsoni@calfordseaden.com | 2020-11-09 12:05 | Pr_65_54_93_50 : Manual air vents | Manual air vent | Fixed | DefaultContact@DefaultCompany.com | required | required | required | required | required | required |  |  |  |  | required | Years | required | 0.3 | 0.2 | 0.1 | required | required | required | [5 empty] | required | required | required | required
Fire or smoke damper | vsoni@calfordseaden.com | 2020-11-09 12:05 | Pr_65_65_24_29 : Fire and smoke dampers | Fire or smoke damper | Fixed | DefaultContact@DefaultCompany.com | required | required | required | required | required | required |  |  |  |  | required | Years | required | 0.3 | 0.2 | 0.1 | required | required | required | [5 empty] | required | required | required | required
Fire and smoke damper | nn@aec3.com | 2020-11-09 12:05 | Pr_65_65_24_29 : Fire and smoke dampers | Fire and smoke damper | Fixed | DefaultContact@DefaultCompany.com | required | required | required | required | required | required |  |  |  |  | required | Years | required | 0.3 | 0.2 | 0.1 | required | required | required | required | required | required | required |  | required | required | required | required
Smoke Control Damper | nn@aec3.com | 2020-11-09 12:05 | Pr_65_65_24_29 : Fire and smoke dampers | Smoke Control Damper | Fixed | DefaultContact@DefaultCompany.com | required | required | required | required | required | required |  |  |  |  | required | Years | required | 0.3 | 0.2 | 0.1 | required | required | required | required | required | required | required |  | required | required | required | required
Fire damper | vsoni@calfordseaden.com | 2020-11-09 12:05 | Pr_65_65_24_30 : Fire dampers | Fire damper | Fixed | DefaultContact@DefaultCompany.com | required | required | required | required | required | required |  |  |  |  | required | Years | required | 0.3 | 0.2 | 0.1 | required | required | required | [5 empty] | required | required | required | required
Smoke damper | vsoni@calfordseaden.com | 2020-11-09 12:05 | Pr_65_65_24_80 : Smoke dampers | Smoke damper | Fixed | DefaultContact@DefaultCompany.com | required | required | required | required | required | required | [5 empty] | Years | required | 0.3 | 0.2 | 0.1 | required | required | required | [5 empty] | required | required | required | required
Smoke extract fan | vsoni@calfordseaden.com | 2020-11-09 12:05 | Pr_65_67_29_80 : Smoke extract fans | Smoke extract fan | Fixed | DefaultContact@DefaultCompany.com | required | required | required | required | required | required |  |  |  |  | required | Years | required | 0.3 | 0.2 | 0.1 | required | required | required | [5 empty] | required | required | required | required
Smoke Extraction Fan | nn@aec3.com | 2020-11-09 12:05 | Pr_65_67_29_80 : Smoke extract fans | Smoke Extraction Fan | Fixed | DefaultContact@DefaultCompany.com | required | required | required | required | required | required |  |  |  |  | required | Years | required | 0.3 | 0.2 | 0.1 | required | required | required | required | required | required | required |  | required | required | required | required
Humidifier or dehumidifier | vsoni@calfordseaden.com | 2020-11-09 12:05 | Pr_65_67_39 : Humidifiers and dehumidifiers | Humidifier or dehumidifier | Fixed | DefaultContact@DefaultCompany.com | required | required | required | required | required | required | [5 empty] | Years | required | 0.3 | 0.2 | 0.1 | required | required | required | [5 empty] | required | required | required | required
Dehumidifier | nn@aec3.com | 2020-11-09 12:05 | Pr_65_67_39 : Humidifiers and dehumidifiers | Dehumidifier | Fixed | DefaultContact@DefaultCompany.com | required | required | required | required | required | required |  |  |  |  | required | Years | required | 0.3 | 0.2 | 0.1 | required | required | required | required | required | required | required |  | required | required | required | required
Perimeter trunking | vsoni@calfordseaden.com | 2020-11-09 12:05 | Pr_65_70_11_61 : Perimeter trunking | Perimeter trunking | Fixed | DefaultContact@DefaultCompany.com | required | required | required | required | required | required | [5 empty] | Years | required | 0.3 | 0.2 | 0.1 | required | required | required | [5 empty] | required | required | required | required
Lightning Protection | nn@aec3.com | 2020-11-09 12:05 | Pr_65_70_46 : Lightning protection and earthing components | Lightning Protection | Fixed | DefaultContact@DefaultCompany.com | required | required | required | required | required | required |  |  |  |  | required | Years | required | 0.3 | 0.2 | 0.1 | required | required | required | required | required | required | required |  | required | required | required | required
Lightning protection or earthing component | vsoni@calfordseaden.com | 2020-11-09 12:05 | Pr_65_70_46 : Lightning protection and earthing components | Lightning protection or earthing component | Fixed | DefaultContact@DefaultCompany.com | required | required | required | required | required | required | [5 empty] | Years | required | 0.3 | 0.2 | 0.1 | required | required | required | [5 empty] | required | required | required | required
Electric Vehicle Charging Point | vsoni@calfordseaden.com | 2020-11-09 12:05 | Pr_65_72_97_29 : Electric Vehicle Charging Points | Electric Vehicle Charging Point | Fixed | DefaultContact@DefaultCompany.com | required | required | required | required | required | required | [5 empty] | Years | required | 0.3 | 0.2 | 0.1 | required | required | required | [5 empty] | required | required | required | required
Landlord Electrical Socket | nn@aec3.com | 2020-11-09 12:05 | Pr_65_72_97_82 : Specialist socket outlets | Landlord Electrical Socket | Fixed | DefaultContact@DefaultCompany.com | required | required | required | required | required | required |  |  |  |  | required | Years | required | 0.3 | 0.2 | 0.1 | required | required | required | required | required | required | required |  | required | required | required | required
Homelift | vsoni@calfordseaden.com | 2020-11-09 12:05 | Pr_65_80_42_37 : Homelifts | Homelift | Fixed | DefaultContact@DefaultCompany.com | required | required | required | required | required | required | [5 empty] | Years | required | 0.3 | 0.2 | 0.1 | required | required | required | [5 empty] | required | required | required | required
Stair Lift | nn@aec3.com | 2020-11-09 12:05 | Pr_65_80_42_37 : Homelifts | Stair Lift | Fixed | DefaultContact@DefaultCompany.com | required | required | required | required | required | required |  |  |  |  | required | Years | required | 0.3 | 0.2 | 0.1 | required | required | required | required | required | required | required |  | required | required | required | required
Inclined chairlift | vsoni@calfordseaden.com | 2020-11-09 12:05 | Pr_65_80_42_39 : Inclined chairlifts | Inclined chairlift | Fixed | DefaultContact@DefaultCompany.com | required | required | required | required | required | required |  |  |  |  | required | Years | required | 0.3 | 0.2 | 0.1 | required | required | required | [5 empty] | required | required | required | required
Lifting platform or hoist | vsoni@calfordseaden.com | 2020-11-09 12:05 | Pr_65_80_47 : Lifting platforms and hoists | Lifting platform or hoist | Fixed | DefaultContact@DefaultCompany.com | required | required | required | required | required | required | [5 empty] | Years | required | 0.3 | 0.2 | 0.1 | required | required | required | [5 empty] | required | required | required | required
Traction Passenger lift | nn@aec3.com | 2020-11-09 12:05 | Pr_65_80_47_04 : Assisted transfer hoists | Traction Passenger lift | Fixed | DefaultContact@DefaultCompany.com | required | required | required | required | required | required |  |  |  |  | required | Years | required | 0.3 | 0.2 | 0.1 | required | required | required | required | required | required | required |  | required | required | required | required
Fixed hoist | vsoni@calfordseaden.com | 2020-11-09 12:05 | Pr_65_80_47_31 : Fixed hoists | Fixed hoist | Fixed | DefaultContact@DefaultCompany.com | required | required | required | required | required | required | [5 empty] | Years | required | 0.3 | 0.2 | 0.1 | required | required | required | [5 empty] | required | required | required | required
Person Hoist Fixed | nn@aec3.com | 2020-11-09 12:05 | Pr_65_80_47_31 : Fixed hoists | Person Hoist Fixed | Fixed | DefaultContact@DefaultCompany.com | required | required | required | required | required | required |  |  |  |  | required | Years | required | 0.3 | 0.2 | 0.1 | required | required | required | required | required | required | required |  | required | required | required | required
Moveable hoist | vsoni@calfordseaden.com | 2020-11-09 12:05 | Pr_65_80_47_47 : Moveable hoists | Moveable hoist | Fixed | DefaultContact@DefaultCompany.com | required | required | required | required | required | required |  |  |  |  | required | Years | required | 0.3 | 0.2 | 0.1 | required | required | required | [5 empty] | required | required | required | required
Person Hoist Mobile | nn@aec3.com | 2020-11-09 12:05 | Pr_65_80_47_47 : Moveable hoists | Person Hoist Mobile | Fixed | DefaultContact@DefaultCompany.com | required | required | required | required | required | required |  |  |  |  | required | Years | required | 0.3 | 0.2 | 0.1 | required | required | required | required | required | required | required |  | required | required | required | required
Step lift | vsoni@calfordseaden.com | 2020-11-09 12:05 | Pr_65_80_47_84 : Step lifts | Step lift | Fixed | DefaultContact@DefaultCompany.com | required | required | required | required | required | required |  |  |  |  | required | Years | required | 0.3 | 0.2 | 0.1 | required | required | required | [5 empty] | required | required | required | required
Domestic sprinkler head | vsoni@calfordseaden.com | 2020-11-09 12:05 | Pr_70_55_97_23 : Domestic sprinkler heads | Domestic sprinkler head | Fixed | DefaultContact@DefaultCompany.com | required | required | required | required | required | required | [5 empty] | Years | required | 0.3 | 0.2 | 0.1 | required | required | required | [5 empty] | required | required | required | required
Sprinkler head | vsoni@calfordseaden.com | 2020-11-09 12:05 | Pr_70_55_97_84 : Sprinkler heads | Sprinkler head | Fixed | DefaultContact@DefaultCompany.com | required | required | required | required | required | required |  |  |  |  | required | Years | required | 0.3 | 0.2 | 0.1 | required | required | required | [5 empty] | required | required | required | required
Green roof drainage outlet | vsoni@calfordseaden.com | 2020-11-09 12:05 | Pr_70_55_98_35 : Green roof drainage outlets | Green roof drainage outlet | Fixed | DefaultContact@DefaultCompany.com | required | required | required | required | required | required |  |  |  |  | required | Years | required | 0.3 | 0.2 | 0.1 | required | required | required | [5 empty] | required | required | required | required
Sprinkler Control Assembly | nn@aec3.com | 2020-11-09 12:05 | Pr_70_55_98_84 : Sprinklers | Sprinkler Control Assembly | Fixed | DefaultContact@DefaultCompany.com | required | required | required | required | required | required |  |  |  |  | required | Years | required | 0.3 | 0.2 | 0.1 | required | required | required | required | required | required | required |  | required | required | required | required
Sprinkler Control Panel | nn@aec3.com | 2020-11-09 12:05 | Pr_70_55_98_84 : Sprinklers | Sprinkler Control Panel | Fixed | DefaultContact@DefaultCompany.com | required | required | required | required | required | required |  |  |  |  | required | Years | required | 0.3 | 0.2 | 0.1 | required | required | required | required | required | required | required |  | required | required | required | required
Space Heater | nn@aec3.com | 2020-11-09 12:05 | Pr_70_60_36 : Heat emitters | Space Heater | Fixed | DefaultContact@DefaultCompany.com | required | required | required | required | required | required |  |  |  |  | required | Years | required | 0.3 | 0.2 | 0.1 | required | required | required | required | required | required | required |  | required | required | required | required
Electric heated towel rail | vsoni@calfordseaden.com | 2020-11-09 12:05 | Pr_70_60_36_26 : Electric heated towel rails | Electric heated towel rail | Fixed | DefaultContact@DefaultCompany.com | required | required | required | required | required | required |  |  |  |  | required | Years | required | 0.3 | 0.2 | 0.1 | required | required | required | [5 empty] | required | required | required | required
Radiator | vsoni@calfordseaden.com | 2020-11-09 12:05 | Pr_70_60_36_73 : Radiators | Radiator | Fixed | DefaultContact@DefaultCompany.com | required | required | required | required | required | required |  |  |  |  | required | Years | required | 0.3 | 0.2 | 0.1 | required | required | required | [5 empty] | required | required | required | required
Air source heat pump | nn@aec3.com | 2020-11-09 12:05 | Pr_70_60_37 : Heat pumps | Air source heat pump | Fixed | DefaultContact@DefaultCompany.com | required | required | required | required | required | required |  |  |  |  | required | Years | required | 0.3 | 0.2 | 0.1 | required | required | required | required | required | required | required |  | required | required | required | required
Heat pump Condenser | nn@aec3.com | 2020-11-09 12:05 | Pr_70_60_37 : Heat pumps | Heat pump Condenser | Fixed | DefaultContact@DefaultCompany.com | required | required | required | required | required | required |  |  |  |  | required | Years | required | 0.3 | 0.2 | 0.1 | required | required | required | required | required | required | required |  | required | required | required | required
Heat pump Fan Coil Unit | nn@aec3.com | 2020-11-09 12:05 | Pr_70_60_37 : Heat pumps | Heat pump Fan Coil Unit | Fixed | DefaultContact@DefaultCompany.com | required | required | required | required | required | required |  |  |  |  | required | Years | required | 0.3 | 0.2 | 0.1 | required | required | required | required | required | required | required |  | required | required | required | required
Heat pump | vsoni@calfordseaden.com | 2020-11-09 12:05 | Pr_70_60_37 : Heat pumps | Heat pump | Fixed | DefaultContact@DefaultCompany.com | required | required | required | required | required | required |  |  |  |  | required | Years | required | 0.3 | 0.2 | 0.1 | required | required | required | required | required | required | required |  | required | required | required | required
Water source heat pump | nn@aec3.com | 2020-11-09 12:05 | Pr_70_60_37 : Heat pumps | Water source heat pump | Fixed | DefaultContact@DefaultCompany.com | required | required | required | required | required | required |  |  |  |  | required | Years | required | 0.3 | 0.2 | 0.1 | required | required | required | required | required | required | required |  | required | required | required | required
Ground source heat pump | vsoni@calfordseaden.com | 2020-11-09 12:05 | Pr_70_60_37_36 : Ground source heat pumps | Ground source heat pump | Fixed | DefaultContact@DefaultCompany.com | required | required | required | required | required | required | [5 empty] | Years | required | 0.3 | 0.2 | 0.1 | required | required | required | [5 empty] | required | required | required | required
Fan coil unit | vsoni@calfordseaden.com | 2020-11-09 12:05 | Pr_70_65_03_29 : Fan coil units | Fan coil unit | Fixed | DefaultContact@DefaultCompany.com | required | required | required | required | required | required |  |  |  |  | required | Years | required | 0.3 | 0.2 | 0.1 | required | required | required | [5 empty] | required | required | required | required
Refrigeration Plant | nn@aec3.com | 2020-11-09 12:05 | Pr_70_65_03_42 : Indoor refrigeration units | Refrigeration Plant | Fixed | DefaultContact@DefaultCompany.com | required | required | required | required | required | required |  |  |  |  | required | Years | required | 0.3 | 0.2 | 0.1 | required | required | required | required | required | required | required |  | required | required | required | required
Room Air Conditioning Unit | vsoni@calfordseaden.com | 2020-11-09 12:05 | Pr_70_65_03_72 : Room Air Conditioning Units | Room Air Conditioning Unit | Fixed | DefaultContact@DefaultCompany.com | required | required | required | required | required | required |  |  |  |  | required | Years | required | 0.3 | 0.2 | 0.1 | required | required | required | required | required | required | required |  | required | required | required | required
Boiler Flue | nn@aec3.com | 2020-11-09 12:05 | Pr_70_65_30 : Flues and chimneys | Boiler Flue | Fixed | DefaultContact@DefaultCompany.com | required | required | required | required | required | required |  |  |  |  | required | Years | required | 0.3 | 0.2 | 0.1 | required | required | required | required | required | required | required |  | required | required | required | required
Smoke Shaft | nn@aec3.com | 2020-11-09 12:05 | Pr_70_65_82 : Smoke and heat exhaust ventilators | Smoke Shaft | Fixed | DefaultContact@DefaultCompany.com | required | required | required | required | required | required |  |  |  |  | required | Years | required | 0.3 | 0.2 | 0.1 | required | required | required | required | required | required | required |  | required | required | required | required
Smoke Ventilation System Asset | nn@aec3.com | 2020-11-09 12:05 | Pr_70_65_82 : Smoke and heat exhaust ventilators | Smoke Ventilation System Asset | Fixed | DefaultContact@DefaultCompany.com | required | required | required | required | required | required |  |  |  |  | required | Years | required | 0.3 | 0.2 | 0.1 | required | required | required | required | required | required | required |  | required | required | required | required
Power or lighting outlet product | vsoni@calfordseaden.com | 2020-11-09 12:05 | Pr_70_70 : Power and lighting outlet products | Power or lighting outlet product | Fixed | DefaultContact@DefaultCompany.com | required | required | required | required | required | required | [5 empty] | Years | required | 0.3 | 0.2 | 0.1 | required | required | required | [5 empty] | required | required | required | required
Street Lighting | nn@aec3.com | 2020-11-09 12:05 | Pr_70_70_46 : Lamps | Street Lighting | Fixed | DefaultContact@DefaultCompany.com | required | required | required | required | required | required |  |  |  |  | required | Years | required | 0.3 | 0.2 | 0.1 | required | required | required | required | required | required | required |  | required | required | required | required
Lighting | nn@aec3.com | 2020-11-09 12:05 | Pr_70_70_48 : Luminaires, lighting track and lighting accessories | Lighting | Fixed | DefaultContact@DefaultCompany.com | required | required | required | required | required | required |  |  |  |  | required | Years | required | 0.3 | 0.2 | 0.1 | required | required | required | required | required | required | required |  | required | required | required | required
Luminaire, lighting track or lighting accessory | vsoni@calfordseaden.com | 2020-11-09 12:05 | Pr_70_70_48 : Luminaires, lighting track and lighting accessories | Luminaire, lighting track or lighting accessory | Fixed | DefaultContact@DefaultCompany.com | required | required | required | required | required | required |  |  |  |  | required | Years | required | 0.3 | 0.2 | 0.1 | required | required | required | [5 empty] | required | required | required | required
Combined emergency luminaire | vsoni@calfordseaden.com | 2020-11-09 12:05 | Pr_70_70_48_16 : Combined emergency luminaires | Combined emergency luminaire | Fixed | DefaultContact@DefaultCompany.com | required | required | required | required | required | required | [5 empty] | Years | required | 0.3 | 0.2 | 0.1 | required | required | required | [5 empty] | required | required | required | required
Emergency luminaire | vsoni@calfordseaden.com | 2020-11-09 12:05 | Pr_70_70_48_25 : Emergency luminaires | Emergency luminaire | Fixed | DefaultContact@DefaultCompany.com | required | required | required | required | required | required |  |  |  |  | required | Years | required | 0.3 | 0.2 | 0.1 | required | required | required | [5 empty] | required | required | required | required
Self-contained emergency luminaire | vsoni@calfordseaden.com | 2020-11-09 12:05 | Pr_70_70_48_77 : Self-contained emergency luminaires | Self-contained emergency luminaire | Fixed | DefaultContact@DefaultCompany.com | required | required | required | required | required | required |  |  |  |  | required | Years | required | 0.3 | 0.2 | 0.1 | required | required | required | [5 empty] | required | required | required | required
Communications product | vsoni@calfordseaden.com | 2020-11-09 12:05 | Pr_70_75 : Communications products | Communications product | Fixed | DefaultContact@DefaultCompany.com | required | required | required | required | required | required | [5 empty] | Years | required | 0.3 | 0.2 | 0.1 | required | required | required | [5 empty] | required | required | required | required
Wifi Router | nn@aec3.com | 2020-11-09 12:05 | Pr_70_75 : Communications products | Wifi Router | Fixed | DefaultContact@DefaultCompany.com | required | required | required | required | required | required |  |  |  |  | required | Years | required | 0.3 | 0.2 | 0.1 | required | required | required | required | required | required | required |  | required | required | required | required
Router | vsoni@calfordseaden.com | 2020-11-09 12:05 | Pr_70_75_52_72 : Router | Router | Fixed | DefaultContact@DefaultCompany.com | required | required | required | required | required | required | [5 empty] | Years | required | 0.3 | 0.2 | 0.1 | required | required | required | [5 empty] | required | required | required | required
Telecoms equipment | vsoni@calfordseaden.com | 2020-11-09 12:05 | Pr_70_75_88 : Telecoms equipment | Telecoms equipment | Fixed | DefaultContact@DefaultCompany.com | required | required | required | required | required | required |  |  |  |  | required | Years | required | 0.3 | 0.2 | 0.1 | required | required | required | [5 empty] | required | required | required | required
Aircraft Warning Light | nn@aec3.com | 2020-11-09 12:05 | Pr_70_75_94_29 : Flashing filament warning beacons | Aircraft Warning Light | Fixed | DefaultContact@DefaultCompany.com | required | required | required | required | required | required |  |  |  |  | required | Years | required | 0.3 | 0.2 | 0.1 | required | required | required | required | required | required | required |  | required | required | required | required
Vehicle Electric Gate | nn@aec3.com | 2020-11-09 12:05 | Pr_75_30_23 : Door and gate operating hardware | Vehicle Electric Gate | Fixed | DefaultContact@DefaultCompany.com | required | required | required | required | required | required |  |  |  |  | required | Years | required | 0.3 | 0.2 | 0.1 | required | required | required | required | required | required | required |  | required | required | required | required
Automatic door access control mat | vsoni@calfordseaden.com | 2020-11-09 12:05 | Pr_75_30_23_01 : Automatic door access control mats | Automatic door access control mat | Fixed | DefaultContact@DefaultCompany.com | required | required | required | required | required | required |  |  |  |  | required | Years | required | 0.3 | 0.2 | 0.1 | required | required | required | [5 empty] | required | required | required | required
Door access control pushpad | vsoni@calfordseaden.com | 2020-11-09 12:05 | Pr_75_30_23_22 : Door access control pushpads | Door access control pushpad | Fixed | DefaultContact@DefaultCompany.com | required | required | required | required | required | required |  |  |  |  | required | Years | required | 0.3 | 0.2 | 0.1 | required | required | required | [5 empty] | required | required | required | required
Garage door operator | vsoni@calfordseaden.com | 2020-11-09 12:05 | Pr_75_30_23_33 : Garage door operators | Garage door operator | Fixed | DefaultContact@DefaultCompany.com | required | required | required | required | required | required |  |  |  |  | required | Years | required | 0.3 | 0.2 | 0.1 | required | required | required | [5 empty] | required | required | required | required
BMS | nn@aec3.com | 2020-11-09 12:05 | Pr_75_50_18 : Controllers and control panels | BMS | Fixed | DefaultContact@DefaultCompany.com | required | required | required | required | required | required |  |  |  |  | required | Years | required | 0.3 | 0.2 | 0.1 | required | required | required | required | required | required | required |  | required | required | required | required
Building Management System (BMS) Panel | nn@aec3.com | 2020-11-09 12:05 | Pr_75_50_18 : Controllers and control panels | Building Management System (BMS) Panel | Fixed | DefaultContact@DefaultCompany.com | required | required | required | required | required | required |  |  |  |  | required | Years | required | 0.3 | 0.2 | 0.1 | required | required | required | required | required | required | required |  | required | required | required | required
Thermostat/Programmer | nn@aec3.com | 2020-11-09 12:05 | Pr_75_50_18 : Controllers and control panels | Thermostat/Programmer | Fixed | DefaultContact@DefaultCompany.com | required | required | required | required | required | required |  |  |  |  | required | Years | required | 0.3 | 0.2 | 0.1 | required | required | required | required | required | required | required |  | required | required | required | required
Automatic sprinkler pump control panel | vsoni@calfordseaden.com | 2020-11-09 12:05 | Pr_75_50_18_06 : Automatic sprinkler pump control panels | Automatic sprinkler pump control panel | Fixed | DefaultContact@DefaultCompany.com | required | required | required | required | required | required |  |  |  |  | required | Years | required | 0.3 | 0.2 | 0.1 | required | required | required | [5 empty] | required | required | required | required
Control panel | vsoni@calfordseaden.com | 2020-11-09 12:05 | Pr_75_50_18_17 : Control panels | Control panel | Fixed | DefaultContact@DefaultCompany.com | required | required | required | required | required | required | [5 empty] | Years | required | 0.3 | 0.2 | 0.1 | required | required | required | [5 empty] | required | required | required | required
Electric trace heating control or monitoring panel | vsoni@calfordseaden.com | 2020-11-09 12:05 | Pr_75_50_18_26 : Electric trace heating control and monitoring panels | Electric trace heating control or monitoring panel | Fixed | DefaultContact@DefaultCompany.com | required | required | required | required | required | required |  |  |  |  | required | Years | required | 0.3 | 0.2 | 0.1 | required | required | required | [5 empty] | required | required | required | required
Lift control panel | vsoni@calfordseaden.com | 2020-11-09 12:05 | Pr_75_50_18_45 : Lift control panels | Lift control panel | Fixed | DefaultContact@DefaultCompany.com | required | required | required | required | required | required | [5 empty] | Years | required | 0.3 | 0.2 | 0.1 | required | required | required | [5 empty] | required | required | required | required
Points heating control panel | vsoni@calfordseaden.com | 2020-11-09 12:05 | Pr_75_50_18_66 : Points heating control panels | Points heating control panel | Fixed | DefaultContact@DefaultCompany.com | required | required | required | required | required | required | [5 empty] | Years | required | 0.3 | 0.2 | 0.1 | required | required | required | [5 empty] | required | required | required | required
Smoke or heat exhaust control panel | vsoni@calfordseaden.com | 2020-11-09 12:05 | Pr_75_50_18_80 : Smoke and heat exhaust control panels | Smoke or heat exhaust control panel | Fixed | DefaultContact@DefaultCompany.com | required | required | required | required | required | required |  |  |  |  | required | Years | required | 0.3 | 0.2 | 0.1 | required | required | required | [5 empty] | required | required | required | required
Carbon Dioxide Detector | nn@aec3.com | 2020-11-09 12:05 | Pr_75_50_76 : Sensors and detectors | Carbon Dioxide Detector | Fixed | DefaultContact@DefaultCompany.com | required | required | required | required | required | required |  |  |  |  | required | Years | required | 0.3 | 0.2 | 0.1 | required | required | required | required | required | required | required |  | required | required | required | required
Carbon monoxide detector | vsoni@calfordseaden.com | 2020-11-09 12:05 | Pr_75_50_76_12 : Carbon monoxide detectors | Carbon monoxide detector | Fixed | DefaultContact@DefaultCompany.com | required | required | required | required | required | required | [5 empty] | Years | required | 0.3 | 0.2 | 0.1 | required | required | required | [5 empty] | required | required | required | required
CO Detector | nn@aec3.com | 2020-11-09 12:05 | Pr_75_50_76_12 : Carbon monoxide detectors | CO Detector | Fixed | DefaultContact@DefaultCompany.com | required | required | required | required | required | required |  |  |  |  | required | Years | required | 0.3 | 0.2 | 0.1 | required | required | required | required | required | required | required |  | required | required | required | required
Mechanical trace heating thermostat | vsoni@calfordseaden.com | 2020-11-09 12:05 | Pr_75_50_76_51 : Mechanical trace heating thermostats | Mechanical trace heating thermostat | Fixed | DefaultContact@DefaultCompany.com | required | required | required | required | required | required |  |  |  |  | required | Years | required | 0.3 | 0.2 | 0.1 | required | required | required | [5 empty] | required | required | required | required
Push-button switch | vsoni@calfordseaden.com | 2020-11-09 12:05 | Pr_75_51_17_66 : Push-button switches | Push-button switch | Fixed | DefaultContact@DefaultCompany.com | required | required | required | required | required | required | [5 empty] | Years | required | 0.3 | 0.2 | 0.1 | required | required | required | [5 empty] | required | required | required | required
Disabled Refuge Communications Control Panel | nn@aec3.com | 2020-11-09 12:05 | Pr_75_75 : Communications control products | Disabled Refuge Communications Control Panel | Fixed | DefaultContact@DefaultCompany.com | required | required | required | required | required | required |  |  |  |  | required | Years | required | 0.3 | 0.2 | 0.1 | required | required | required | required | required | required | required |  | required | required | required | required
Disabled Refuge Communications Refuge Call Point | nn@aec3.com | 2020-11-09 12:05 | Pr_75_75_04 : Assistance and nurse call devices and control equipment | Disabled Refuge Communications Refuge Call Point | Fixed | DefaultContact@DefaultCompany.com | required | required | required | required | required | required |  |  |  |  | required | Years | required | 0.3 | 0.2 | 0.1 | required | required | required | required | required | required | required |  | required | required | required | required
Server | vsoni@calfordseaden.com | 2020-11-09 12:05 | Pr_75_75_15_80 : Servers | Server | Fixed | DefaultContact@DefaultCompany.com | required | required | required | required | required | required | [5 empty] | Years | required | 0.3 | 0.2 | 0.1 | required | required | required | [5 empty] | required | required | required | required
Door Entry Override Button | nn@aec3.com | 2020-11-09 12:05 | Pr_75_75_27 : Electronic access control products | Door Entry Override Button | Fixed | DefaultContact@DefaultCompany.com | required | required | required | required | required | required |  |  |  |  | required | Years | required | 0.3 | 0.2 | 0.1 | required | required | required | required | required | required | required |  | required | required | required | required
Door Entry System - Dwelling Handset/Panel | nn@aec3.com | 2020-11-09 12:05 | Pr_75_75_27 : Electronic access control products | Door Entry System - Dwelling Handset/Panel | Fixed | DefaultContact@DefaultCompany.com | required | required | required | required | required | required |  |  |  |  | required | Years | required | 0.3 | 0.2 | 0.1 | required | required | required | required | required | required | required |  | required | required | required | required
Access control digital keypad – stand-alone | vsoni@calfordseaden.com | 2020-11-09 12:05 | Pr_75_75_27_01 : Access control digital keypads – stand-alone | Access control digital keypad – stand-alone | Fixed | DefaultContact@DefaultCompany.com | required | required | required | required | required | required | [5 empty] | Years | required | 0.3 | 0.2 | 0.1 | required | required | required | [5 empty] | required | required | required | required
Access Control unit | vsoni@calfordseaden.com | 2020-11-09 12:05 | Pr_75_75_27_03 : Access Control units | Access Control unit | Fixed | DefaultContact@DefaultCompany.com | required | required | required | required | required | required |  |  |  |  | required | Years | required | 0.3 | 0.2 | 0.1 | required | required | required | required | required | required | required |  | required | required | required | required
Request-to-exit button | vsoni@calfordseaden.com | 2020-11-09 12:05 | Pr_75_75_27_71 : Request-to-exit buttons | Request-to-exit button | Fixed | DefaultContact@DefaultCompany.com | required | required | required | required | required | required | [5 empty] | Years | required | 0.3 | 0.2 | 0.1 | required | required | required | [5 empty] | required | required | required | required
Fire alarm detection device or control equipment | vsoni@calfordseaden.com | 2020-11-09 12:05 | Pr_75_75_30 : Fire alarm detection devices and control equipment | Fire alarm detection device or control equipment | Fixed | DefaultContact@DefaultCompany.com | required | required | required | required | required | required | [5 empty] | Years | required | 0.3 | 0.2 | 0.1 | required | required | required | [5 empty] | required | required | required | required
Fire Detection and Alarm System (Panel) | nn@aec3.com | 2020-11-09 12:05 | Pr_75_75_30 : Fire alarm detection devices and control equipment | Fire Detection and Alarm System (Panel) | Fixed | DefaultContact@DefaultCompany.com | required | required | required | required | required | required |  |  |  |  | required | Years | required | 0.3 | 0.2 | 0.1 | required | required | required | required | required | required | required |  | required | required | required | required
Smoke Detector | nn@aec3.com | 2020-11-09 12:05 | Pr_75_75_30 : Fire alarm detection devices and control equipment | Smoke Detector | Fixed | DefaultContact@DefaultCompany.com | required | required | required | required | required | required |  |  |  |  | required | Years | required | 0.3 | 0.2 | 0.1 | required | required | required | required | required | required | required |  | required | required | required | required
Aspirating smoke detector | vsoni@calfordseaden.com | 2020-11-09 12:05 | Pr_75_75_30_03 : Aspirating smoke detectors | Aspirating smoke detector | Fixed | DefaultContact@DefaultCompany.com | required | required | required | required | required | required |  |  |  |  | required | Years | required | 0.3 | 0.2 | 0.1 | required | required | required | [5 empty] | required | required | required | required
Carbon monoxide or heat multi-sensor detector | vsoni@calfordseaden.com | 2020-11-09 12:05 | Pr_75_75_30_13 : Carbon monoxide and heat multi-sensor detectors | Carbon monoxide or heat multi-sensor detector | Fixed | DefaultContact@DefaultCompany.com | required | required | required | required | required | required | [5 empty] | Years | required | 0.3 | 0.2 | 0.1 | required | required | required | [5 empty] | required | required | required | required
Combined smoke or heat detector | vsoni@calfordseaden.com | 2020-11-09 12:05 | Pr_75_75_30_15 : Combined smoke and heat detectors | Combined smoke or heat detector | Fixed | DefaultContact@DefaultCompany.com | required | required | required | required | required | required |  |  |  |  | required | Years | required | 0.3 | 0.2 | 0.1 | required | required | required | [5 empty] | required | required | required | required
Domestic smoke or carbon monoxide detector | vsoni@calfordseaden.com | 2020-11-09 12:05 | Pr_75_75_30_20 : Domestic smoke and carbon monoxide detectors | Domestic smoke or carbon monoxide detector | Fixed | DefaultContact@DefaultCompany.com | required | required | required | required | required | required | [5 empty] | Years | required | 0.3 | 0.2 | 0.1 | required | required | required | [5 empty] | required | required | required | required
Fire alarm panel | vsoni@calfordseaden.com | 2020-11-09 12:05 | Pr_75_75_30_29 : Fire alarm panels | Fire alarm panel | Fixed | DefaultContact@DefaultCompany.com | required | required | required | required | required | required |  |  |  |  | required | Years | required | 0.3 | 0.2 | 0.1 | required | required | required | required | required | required | required |  | required | required | required | required
Alarm Panel | nn@aec3.com | 2020-11-09 12:05 | Pr_75_75_30_29 : Fire alarm panels | Alarm Panel | Fixed | DefaultContact@DefaultCompany.com | required | required | required | required | required | required |  |  |  |  | required | Years | required | 0.3 | 0.2 | 0.1 | required | required | required | required | required | required | required |  | required | required | required | required
SAP | nn@aec3.com | 2020-11-09 12:05 | Pr_75_75_30_29 : Fire alarm panels | SAP | Fixed | DefaultContact@DefaultCompany.com | required | required | required | required | required | required |  |  |  |  | required | Years | required | 0.3 | 0.2 | 0.1 | required | required | required | required | required | required | required |  | required | required | required | required
Security Alarm Panel | nn@aec3.com | 2020-11-09 12:05 | Pr_75_75_30_29 : Fire alarm panels | Security Alarm Panel | Fixed | DefaultContact@DefaultCompany.com | required | required | required | required | required | required |  |  |  |  | required | Years | required | 0.3 | 0.2 | 0.1 | required | required | required | required | required | required | required |  | required | required | required | required
Alarm Sounder | nn@aec3.com | 2020-11-09 12:05 | Pr_75_75_30_30 : Fire alarm sounders | Alarm Sounder | Fixed | DefaultContact@DefaultCompany.com | required | required | required | required | required | required |  |  |  |  | required | Years | required | 0.3 | 0.2 | 0.1 | required | required | required | required | required | required | required |  | required | required | required | required
Fire alarm sounder | vsoni@calfordseaden.com | 2020-11-09 12:05 | Pr_75_75_30_30 : Fire alarm sounders | Fire alarm sounder | Fixed | DefaultContact@DefaultCompany.com | required | required | required | required | required | required |  |  |  |  | required | Years | required | 0.3 | 0.2 | 0.1 | required | required | required | required | required | required | required |  | required | required | required | required
Fire detection or alarm power supply equipment | vsoni@calfordseaden.com | 2020-11-09 12:05 | Pr_75_75_30_31 : Fire detection and alarm power supply equipment | Fire detection or alarm power supply equipment | Fixed | DefaultContact@DefaultCompany.com | required | required | required | required | required | required | [5 empty] | Years | required | 0.3 | 0.2 | 0.1 | required | required | required | [5 empty] | required | required | required | required
Linear heat detector | vsoni@calfordseaden.com | 2020-11-09 12:05 | Pr_75_75_30_47 : Linear heat detectors | Linear heat detector | Fixed | DefaultContact@DefaultCompany.com | required | required | required | required | required | required | [5 empty] | Years | required | 0.3 | 0.2 | 0.1 | required | required | required | [5 empty] | required | required | required | required
Manual Call Point | vsoni@calfordseaden.com | 2020-11-09 12:05 | Pr_75_75_30_50 : Manual Call Point | Manual Call Point | Fixed | DefaultContact@DefaultCompany.com | required | required | required | required | required | required |  |  |  |  | required | Years | required | 0.3 | 0.2 | 0.1 | required | required | required | [5 empty] | required | required | required | required
Call Point | nn@aec3.com | 2020-11-09 12:05 | Pr_75_75_30_50 : Manual call points | Call Point | Fixed | DefaultContact@DefaultCompany.com | required | required | required | required | required | required |  |  |  |  | required | Years | required | 0.3 | 0.2 | 0.1 | required | required | required | required | required | required | required |  | required | required | required | required
Fire Alarm Call Point | nn@aec3.com | 2020-11-09 12:05 | Pr_75_75_30_50 : Manual call points | Fire Alarm Call Point | Fixed | DefaultContact@DefaultCompany.com | required | required | required | required | required | required |  |  |  |  | required | Years | required | 0.3 | 0.2 | 0.1 | required | required | required | required | required | required | required |  | required | required | required | required
Panic Alarm Call Point | nn@aec3.com | 2020-11-09 12:05 | Pr_75_75_30_50 : Manual call points | Panic Alarm Call Point | Fixed | DefaultContact@DefaultCompany.com | required | required | required | required | required | required |  |  |  |  | required | Years | required | 0.3 | 0.2 | 0.1 | required | required | required | required | required | required | required |  | required | required | required | required
Panic Alarm Panel | nn@aec3.com | 2020-11-09 12:05 | Pr_75_75_30_50 : Manual call points | Panic Alarm Panel | Fixed | DefaultContact@DefaultCompany.com | required | required | required | required | required | required |  |  |  |  | required | Years | required | 0.3 | 0.2 | 0.1 | required | required | required | required | required | required | required |  | required | required | required | required
Tunstal/Panic Alarm | nn@aec3.com | 2020-11-09 12:05 | Pr_75_75_30_50 : Manual call points | Tunstal/Panic Alarm | Fixed | DefaultContact@DefaultCompany.com | required | required | required | required | required | required |  |  |  |  | required | Years | required | 0.3 | 0.2 | 0.1 | required | required | required | required | required | required | required |  | required | required | required | required
Warden Alarm Panel | nn@aec3.com | 2020-11-09 12:05 | Pr_75_75_30_52 : Mimic alarm panels | Warden Alarm Panel | Fixed | DefaultContact@DefaultCompany.com | required | required | required | required | required | required |  |  |  |  | required | Years | required | 0.3 | 0.2 | 0.1 | required | required | required | required | required | required | required |  | required | required | required | required
Point heat detector | vsoni@calfordseaden.com | 2020-11-09 12:05 | Pr_75_75_30_64 : Point heat detectors | Point heat detector | Fixed | DefaultContact@DefaultCompany.com | required | required | required | required | required | required |  |  |  |  | required | Years | required | 0.3 | 0.2 | 0.1 | required | required | required | [5 empty] | required | required | required | required
Heat Detector | nn@aec3.com | 2020-11-09 12:05 | Pr_75_75_30_64 : Point heat detectors | Heat Detector | Fixed | DefaultContact@DefaultCompany.com | required | required | required | required | required | required |  |  |  |  | required | Years | required | 0.3 | 0.2 | 0.1 | required | required | required | required | required | required | required |  | required | required | required | required
Smoke or carbon monoxide multi-sensor detector | vsoni@calfordseaden.com | 2020-11-09 12:05 | Pr_75_75_30_81 : Smoke and carbon monoxide multi-sensor detectors | Smoke or carbon monoxide multi-sensor detector | Fixed | DefaultContact@DefaultCompany.com | required | required | required | required | required | required |  |  |  |  | required | Years | required | 0.3 | 0.2 | 0.1 | required | required | required | [5 empty] | required | required | required | required
Smoke or heat multi-sensor detector | vsoni@calfordseaden.com | 2020-11-09 12:05 | Pr_75_75_30_82 : Smoke and heat multi-sensor detectors | Smoke or heat multi-sensor detector | Fixed | DefaultContact@DefaultCompany.com | required | required | required | required | required | required |  |  |  |  | required | Years | required | 0.3 | 0.2 | 0.1 | required | required | required | [5 empty] | required | required | required | required
Voice alarm control panel | vsoni@calfordseaden.com | 2020-11-09 12:05 | Pr_75_75_30_98 : Voice alarm control panels | Voice alarm control panel | Fixed | DefaultContact@DefaultCompany.com | required | required | required | required | required | required |  |  |  |  | required | Years | required | 0.3 | 0.2 | 0.1 | required | required | required | required | required | required | required |  | required | required | required | required
Intruder detection or alarm device or control equipment | vsoni@calfordseaden.com | 2020-11-09 12:05 | Pr_75_75_42 : Intruder detection and alarm devices and control equipment | Intruder detection or alarm device or control equipment | Fixed | DefaultContact@DefaultCompany.com | required | required | required | required | required | required |  |  |  |  | required | Years | required | 0.3 | 0.2 | 0.1 | required | required | required | [5 empty] | required | required | required | required
Intruder Alarm | nn@aec3.com | 2020-11-09 12:05 | Pr_75_75_42 : Intruder detection and alarm devices and control equipment | Intruder Alarm | Fixed | DefaultContact@DefaultCompany.com | required | required | required | required | required | required |  |  |  |  | required | Years | required | 0.3 | 0.2 | 0.1 | required | required | required | required | required | required | required |  | required | required | required | required
External intruder alarm sounder | vsoni@calfordseaden.com | 2020-11-09 12:05 | Pr_75_75_42_28 : External intruder alarm sounders | External intruder alarm sounder | Fixed | DefaultContact@DefaultCompany.com | required | required | required | required | required | required |  |  |  |  | required | Years | required | 0.3 | 0.2 | 0.1 | required | required | required | required | required | required | required |  | required | required | required | required
Internal electronic intruder alarm sounder | vsoni@calfordseaden.com | 2020-11-09 12:05 | Pr_75_75_42_40 : Internal electronic intruder alarm sounders | Internal electronic intruder alarm sounder | Fixed | DefaultContact@DefaultCompany.com | required | required | required | required | required | required |  |  |  |  | required | Years | required | 0.3 | 0.2 | 0.1 | required | required | required | required | required | required | required |  | required | required | required | required
Intruder alarm panel | vsoni@calfordseaden.com | 2020-11-09 12:05 | Pr_75_75_42_41 : Intruder alarm panels | Intruder alarm panel | Fixed | DefaultContact@DefaultCompany.com | required | required | required | required | required | required |  |  |  |  | required | Years | required | 0.3 | 0.2 | 0.1 | required | required | required | required | required | required | required |  | required | required | required | required
Disabled refuge master station | vsoni@calfordseaden.com | 2020-11-09 12:05 | Pr_75_75_94_22 : Disabled refuge master stations | Disabled refuge master station | Fixed | DefaultContact@DefaultCompany.com | required | required | required | required | required | required |  |  |  |  | required | Years | required | 0.3 | 0.2 | 0.1 | required | required | required | [5 empty] | required | required | required | required
Disabled refuge outstation | vsoni@calfordseaden.com | 2020-11-09 12:05 | Pr_75_75_94_23 : Disabled refuge outstations | Disabled refuge outstation | Fixed | DefaultContact@DefaultCompany.com | required | required | required | required | required | required | [5 empty] | Years | required | 0.3 | 0.2 | 0.1 | required | required | required | [5 empty] | required | required | required | required
Metering or test product | vsoni@calfordseaden.com | 2020-11-09 12:05 | Pr_80_51_51 : Metering and test products | Metering or test product | Fixed | DefaultContact@DefaultCompany.com | required | required | required | required | required | required |  |  |  |  | required | Years | required | 0.3 | 0.2 | 0.1 | required | required | required | [5 empty] | required | required | required | required
Digital metering equipment | vsoni@calfordseaden.com | 2020-11-09 12:05 | Pr_80_51_51_22 : Digital metering equipment | Digital metering equipment | Fixed | DefaultContact@DefaultCompany.com | required | required | required | required | required | required | [5 empty] | Years | required | 0.3 | 0.2 | 0.1 | required | required | required | [5 empty] | required | required | required | required
Energy meter | vsoni@calfordseaden.com | 2020-11-09 12:05 | Pr_80_51_51_28 : Energy meters | Energy meter | Fixed | DefaultContact@DefaultCompany.com | required | required | required | required | required | required |  |  |  |  | required | Years | required | 0.3 | 0.2 | 0.1 | required | required | required | [5 empty] | required | required | required | required
Electric Export Meter | nn@aec3.com | 2020-11-09 12:05 | Pr_80_51_51_28 : Energy meters | Electric Export Meter | Fixed | DefaultContact@DefaultCompany.com | required | required | required | required | required | required |  |  |  |  | required | Years | required | 0.3 | 0.2 | 0.1 | required | required | required | required | required | required | required |  | required | required | required | required
Electric Meter | nn@aec3.com | 2020-11-09 12:05 | Pr_80_51_51_28 : Energy meters | Electric Meter | Fixed | DefaultContact@DefaultCompany.com | required | required | required | required | required | required |  |  |  |  | required | Years | required | 0.3 | 0.2 | 0.1 | required | required | required | required | required | required | required |  | required | required | required | required
Gas meter | vsoni@calfordseaden.com | 2020-11-09 12:05 | Pr_80_51_51_33 : Gas meters | Gas meter | Fixed | DefaultContact@DefaultCompany.com | required | required | required | required | required | required |  |  |  |  | required | Years | required | 0.3 | 0.2 | 0.1 | required | required | required | [5 empty] | required | required | required | required
Heat meter | vsoni@calfordseaden.com | 2020-11-09 12:05 | Pr_80_51_51_37 : Heat meters | Heat meter | Fixed | DefaultContact@DefaultCompany.com | required | required | required | required | required | required | [5 empty] | Years | required | 0.3 | 0.2 | 0.1 | required | required | required | [5 empty] | required | required | required | required
Water meter | vsoni@calfordseaden.com | 2020-11-09 12:05 | Pr_80_51_51_97 : Water meters | Water meter | Fixed | DefaultContact@DefaultCompany.com | required | required | required | required | required | required | [5 empty] | Years | required | 0.3 | 0.2 | 0.1 | required | required | required | [5 empty] | required | required | required | required
Roof anchor for solar module | vsoni@calfordseaden.com | 2020-11-09 12:05 | Pr_80_77_27_72 : Roof anchors for solar modules | Roof anchor for solar module | Fixed | DefaultContact@DefaultCompany.com | required | required | required | required | required | required |  |  |  |  | required | Years | required | 0.3 | 0.2 | 0.1 | required | required | required | [5 empty] | required | required | required | required
Cabinet | nn@aec3.com | 2020-11-09 12:05 | Pr_80_77_28 : Equipment enclosures cabinets boxes and housings | Cabinet | Fixed | DefaultContact@DefaultCompany.com | required | required | required | required | required | required |  |  |  |  | required | Years | required | 0.3 | 0.2 | 0.1 | required | required | required | required | required | required | required |  | required | required | required | required
Boundary box | vsoni@calfordseaden.com | 2020-11-09 12:05 | Pr_80_77_28_07 : Boundary boxes | Boundary box | Fixed | DefaultContact@DefaultCompany.com | required | required | required | required | required | required |  |  |  |  | required | Years | required | 0.3 | 0.2 | 0.1 | required | required | required | [5 empty] | required | required | required | required
Dry riser landing box | vsoni@calfordseaden.com | 2020-11-09 12:05 | Pr_80_77_28_24 : Dry riser landing boxes | Dry riser landing box | Fixed | DefaultContact@DefaultCompany.com | required | required | required | required | required | required | [5 empty] | Years | required | 0.3 | 0.2 | 0.1 | required | required | required | [5 empty] | required | required | required | required
Built-in DRY RISER cabinet | nn@aec3.com | 2020-11-09 12:05 | Pr_80_77_28_24 : Dry riser landing boxes | Built-in DRY RISER cabinet | Fixed | DefaultContact@DefaultCompany.com | required | required | required | required | required | required |  |  |  |  | required | Years | required | 0.3 | 0.2 | 0.1 | required | required | required | required | required | required | required |  | required | required | required | required
Surface mounted Dry riser cabinet | nn@aec3.com | 2020-11-09 12:05 | Pr_80_77_28_24 : Dry riser landing boxes | Surface mounted Dry riser cabinet | Fixed | DefaultContact@DefaultCompany.com | required | required | required | required | required | required |  |  |  |  | required | Years | required | 0.3 | 0.2 | 0.1 | required | required | required | required | required | required | required |  | required | required | required | required
Gerda Box (Fire Saftey) | nn@aec3.com | 2020-11-09 12:05 | Pr_80_77_28_28 : Fire equipment cabinets | Gerda Box (Fire Saftey) | Fixed | DefaultContact@DefaultCompany.com | required | required | required | required | required | required |  |  |  |  | required | Years | required | 0.3 | 0.2 | 0.1 | required | required | required | required | required | required | required |  | required | required | required | required
Lift | nn@aec3.com | 2020-11-09 12:05 | Pr_80_77_46 : Lift enclosures access and supports | Lift | Fixed | DefaultContact@DefaultCompany.com | required | required | required | required | required | required |  |  |  |  | required | Years | required | 0.3 | 0.2 | 0.1 | required | required | required | required | required | required | required |  | required | required | required | required
Free-standing self-supporting lift shaft | vsoni@calfordseaden.com | 2020-11-09 12:05 | Pr_80_77_46_32 : Free-standing self-supporting lift shafts | Free-standing self-supporting lift shaft | Fixed | DefaultContact@DefaultCompany.com | required | required | required | required | required | required |  |  |  |  | required | Years | required | 0.3 | 0.2 | 0.1 | required | required | required | [5 empty] | required | required | required | required
Lift Landing Door | nn@aec3.com | 2020-11-09 12:05 | Pr_80_77_46_46 : Lift cars | Lift Landing Door | Fixed | DefaultContact@DefaultCompany.com | required | required | required | required | required | required |  |  |  |  | required | Years | required | 0.3 | 0.2 | 0.1 | required | required | required | required | required | required | required |  | required | required | required | required
Lift Motor | nn@aec3.com | 2020-11-09 12:05 | Pr_80_77_46_46 : Lift cars | Lift Motor | Fixed | DefaultContact@DefaultCompany.com | required | required | required | required | required | required |  |  |  |  | required | Years | required | 0.3 | 0.2 | 0.1 | required | required | required | required | required | required | required |  | required | required | required | required
Lift Shaft | nn@aec3.com | 2020-11-09 12:05 | Pr_80_77_46_46 : Lift cars | Lift Shaft | Fixed | DefaultContact@DefaultCompany.com | required | required | required | required | required | required |  |  |  |  | required | Years | required | 0.3 | 0.2 | 0.1 | required | required | required | required | required | required | required |  | required | required | required | required
Lighting column, bracket or bollard | vsoni@calfordseaden.com | 2020-11-09 12:05 | Pr_80_77_48 : Lighting columns, brackets and bollards | Lighting column, bracket or bollard | Fixed | DefaultContact@DefaultCompany.com | required | required | required | required | required | required | [5 empty] | Years | required | 0.3 | 0.2 | 0.1 | required | required | required | [5 empty] | required | required | required | required
Waterproofing or tanking system | vsoni@calfordseaden.com | 2020-11-09 12:05 | Ss_32_80 : Waterproofing and tanking systems | Waterproofing or tanking system | Fixed | DefaultContact@DefaultCompany.com | required | required | required | required | required | required | [5 empty] | Years | required | 0.3 | 0.2 | 0.1 | required | required | required | [5 empty] | required | required | required | required
Smoke extract or control system | vsoni@calfordseaden.com | 2020-11-09 12:05 | Ss_65_40_80 : Smoke extract and control systems | Smoke extract or control system | Fixed | DefaultContact@DefaultCompany.com | required | required | required | required | required | required | [5 empty] | Years | required | 0.3 | 0.2 | 0.1 | required | required | required | [5 empty] | required | required | required | required
Smoke extract system | nn@aec3.com | 2020-11-09 12:05 | Ss_65_40_80 : Smoke extract and control systems | Smoke extract system | Fixed | DefaultContact@DefaultCompany.com | required | required | required | required | required | required |  |  |  |  | required | Years | required | 0.3 | 0.2 | 0.1 | required | required | required | required | required | required | required |  | required | required | required | required
Smoke or heat exhaust ventilation system | vsoni@calfordseaden.com | 2020-11-09 12:05 | Ss_65_40_80_80 : Smoke and heat exhaust ventilation systems | Smoke or heat exhaust ventilation system | Fixed | DefaultContact@DefaultCompany.com | required | required | required | required | required | required | [5 empty] | Years | required | 0.3 | 0.2 | 0.1 | required | required | required | [5 empty] | required | required | required | required
External lighting system | vsoni@calfordseaden.com | 2020-11-09 12:05 | Ss_70_80_25 : External lighting systems | External lighting system | Fixed | DefaultContact@DefaultCompany.com | required | required | required | required | required | required |  |  |  |  | required | Years | required | 0.3 | 0.2 | 0.1 | required | required | required | [5 empty] | required | required | required | required

## Component
Name | CreatedBy | CreatedOn | TypeName | Space | Description | ExtSystem | ExtObject | ExtIdentifier | SerialNumber | InstallationDate | WarrantyStartDate | TagNumber | BarCode | AssetIdentifier | Length | Area
Above-ground drainage pipe or fitting | vsoni@calfordseaden.com | 2020-11-09 12:05 | Above-ground drainage pipe or fitting | DefaultSpace | Above-ground drainage pipe or fitting |  |  |  | required | 2020-11-09 12:05 | 2020-11-09 12:05 | required | required | required
Access control digital keypad – stand-alone | vsoni@calfordseaden.com | 2020-11-09 12:05 | Access control digital keypad – stand-alone | DefaultSpace | Access control digital keypad – stand-alone |  |  |  | required | 2020-11-09 12:05 | 2020-11-09 12:05 | required | required | required
Access Control unit | vsoni@calfordseaden.com | 2020-11-09 12:05 | Access Control unit | DefaultSpace | Access Control unit |  |  |  | required | 2020-11-09 12:05 | 2020-11-09 12:05 | required | required | required
Air Handling Unit | vsoni@calfordseaden.com | 2020-11-09 12:05 | Air Handling Unit | DefaultSpace | Air Handling Unit |  |  |  | required | 2020-11-09 12:05 | 2020-11-09 12:05 | required | required | required
Aluminium combined fascia, soffit or gutter | vsoni@calfordseaden.com | 2020-11-09 12:05 | Aluminium combined fascia, soffit or gutter | DefaultSpace | Aluminium combined fascia, soffit or gutter |  |  |  | required | 2020-11-09 12:05 | 2020-11-09 12:05 | required | required | required
Aluminium downpipe bracket | vsoni@calfordseaden.com | 2020-11-09 12:05 | Aluminium downpipe bracket | DefaultSpace | Aluminium downpipe bracket |  |  |  | required | 2020-11-09 12:05 | 2020-11-09 12:05 | required | required | required
Aluminium fascia | vsoni@calfordseaden.com | 2020-11-09 12:05 | Aluminium fascia | DefaultSpace | Aluminium fascia |  |  |  | required | 2020-11-09 12:05 | 2020-11-09 12:05 | required | required | required
Angled active fire curtain barrier | vsoni@calfordseaden.com | 2020-11-09 12:05 | Angled active fire curtain barrier | DefaultSpace | Angled active fire curtain barrier |  |  |  | required | 2020-11-09 12:05 | 2020-11-09 12:05 | required | required | required
Antenna or satellite dish | vsoni@calfordseaden.com | 2020-11-09 12:05 | Antenna or satellite dish | DefaultSpace | Antenna or satellite dish |  |  |  | required | 2020-11-09 12:05 | 2020-11-09 12:05 | required | required | required
Artwork | vsoni@calfordseaden.com | 2020-11-09 12:05 | Artwork | DefaultSpace | Artwork |  |  |  | required | 2020-11-09 12:05 | 2020-11-09 12:05 | required | required | required
Aspirating smoke detector | vsoni@calfordseaden.com | 2020-11-09 12:05 | Aspirating smoke detector | DefaultSpace | Aspirating smoke detector |  |  |  | required | 2020-11-09 12:05 | 2020-11-09 12:05 | required | required | required
Automatic door access control mat | vsoni@calfordseaden.com | 2020-11-09 12:05 | Automatic door access control mat | DefaultSpace | Automatic door access control mat |  |  |  | required | 2020-11-09 12:05 | 2020-11-09 12:05 | required | required | required
Automatic revolving doorset | vsoni@calfordseaden.com | 2020-11-09 12:05 | Automatic revolving doorset | DefaultSpace | Automatic revolving doorset |  |  |  | required | 2020-11-09 12:05 | 2020-11-09 12:05 | required | required | required
Automatic sprinkler pump control panel | vsoni@calfordseaden.com | 2020-11-09 12:05 | Automatic sprinkler pump control panel | DefaultSpace | Automatic sprinkler pump control panel |  |  |  | required | 2020-11-09 12:05 | 2020-11-09 12:05 | required | required | required
Bath | vsoni@calfordseaden.com | 2020-11-09 12:05 | Bath | DefaultSpace | Bath |  |  |  | required | 2020-11-09 12:05 | 2020-11-09 12:05 | required | required | required
Bathroom cabinet | vsoni@calfordseaden.com | 2020-11-09 12:05 | Bathroom cabinet | DefaultSpace | Bathroom cabinet |  |  |  | required | 2020-11-09 12:05 | 2020-11-09 12:05 | required | required | required
Batt or quilt product | vsoni@calfordseaden.com | 2020-11-09 12:05 | Batt or quilt product | DefaultSpace | Batt or quilt product |  |  |  | required | 2020-11-09 12:05 | 2020-11-09 12:05 | required | required | required
Boiler | vsoni@calfordseaden.com | 2020-11-09 12:05 | Boiler | DefaultSpace | Boiler |  |  |  | required | 2020-11-09 12:05 | 2020-11-09 12:05 | required | required | required
Boundary box | vsoni@calfordseaden.com | 2020-11-09 12:05 | Boundary box | DefaultSpace | Boundary box |  |  |  | required | 2020-11-09 12:05 | 2020-11-09 12:05 | required | required | required
Brass section | vsoni@calfordseaden.com | 2020-11-09 12:05 | Brass section | DefaultSpace | Brass section |  |  |  | required | 2020-11-09 12:05 | 2020-11-09 12:05 | required | required | required
Built-in electric hob | vsoni@calfordseaden.com | 2020-11-09 12:05 | Built-in electric hob | DefaultSpace | Built-in electric hob |  |  |  | required | 2020-11-09 12:05 | 2020-11-09 12:05 | required | required | required
Built-in Fan electric oven | vsoni@calfordseaden.com | 2020-11-09 12:05 | Built-in Fan Assisted Oven (Electric) | DefaultSpace | Built-in Fan eletric oven |  |  |  | required | 2020-11-09 12:05 | 2020-11-09 12:05 | required | required | required
Built-in gas hob | vsoni@calfordseaden.com | 2020-11-09 12:05 | Built-in gas hob | DefaultSpace | Built-in gas hob |  |  |  | required | 2020-11-09 12:05 | 2020-11-09 12:05 | required | required | required
Built-in microwave oven | vsoni@calfordseaden.com | 2020-11-09 12:05 | Built-in microwave oven | DefaultSpace | Built-in microwave oven |  |  |  | required | 2020-11-09 12:05 | 2020-11-09 12:05 | required | required | required
Calorifier or plate heat exchanger | vsoni@calfordseaden.com | 2020-11-09 12:05 | Calorifier or plate heat exchanger | DefaultSpace | Calorifiers or plate heat exchanger |  |  |  | required | 2020-11-09 12:05 | 2020-11-09 12:05 | required | required | required
Carbon dioxide fire extinguisher | vsoni@calfordseaden.com | 2020-11-09 12:05 | Carbon dioxide fire extinguisher | DefaultSpace | Carbon dioxide fire extinguisher |  |  |  | required | 2020-11-09 12:05 | 2020-11-09 12:05 | required | required | required
Carbon monoxide detector | vsoni@calfordseaden.com | 2020-11-09 12:05 | Carbon monoxide detector | DefaultSpace | Carbon monoxide detector |  |  |  | required | 2020-11-09 12:05 | 2020-11-09 12:05 | required | required | required
Carbon monoxide or heat multi-sensor detector | vsoni@calfordseaden.com | 2020-11-09 12:05 | Carbon monoxide or heat multi-sensor detector | DefaultSpace | Carbon monoxide or heat multi-sensor detector |  |  |  | required | 2020-11-09 12:05 | 2020-11-09 12:05 | required | required | required
Carbon steel fascia | vsoni@calfordseaden.com | 2020-11-09 12:05 | Carbon steel fascia | DefaultSpace | Carbon steel fascia |  |  |  | required | 2020-11-09 12:05 | 2020-11-09 12:05 | required | required | required
Cast brass glass fixing bracket | vsoni@calfordseaden.com | 2020-11-09 12:05 | Cast brass glass fixing bracket | DefaultSpace | Cast brass glass fixing bracket |  |  |  | required | 2020-11-09 12:05 | 2020-11-09 12:05 | required | required | required
Cast iron downpipe bracket | vsoni@calfordseaden.com | 2020-11-09 12:05 | Cast iron downpipe bracket | DefaultSpace | Cast iron downpipe bracket |  |  |  | required | 2020-11-09 12:05 | 2020-11-09 12:05 | required | required | required
Ceiling perimeter trim | vsoni@calfordseaden.com | 2020-11-09 12:05 | Ceiling perimeter trim | DefaultSpace | Ceiling perimeter trim |  |  |  | required | 2020-11-09 12:05 | 2020-11-09 12:05 | required | required | required
Ceramic fibre fire-stopping | vsoni@calfordseaden.com | 2020-11-09 12:05 | Ceramic fibre fire-stopping | DefaultSpace | Ceramic fibre fire-stopping |  |  |  | required | 2020-11-09 12:05 | 2020-11-09 12:05 | required | required | required
Chlorinated rubber road marking | vsoni@calfordseaden.com | 2020-11-09 12:05 | Chlorinated rubber road marking | DefaultSpace | Chlorinated rubber road marking |  |  |  | required | 2020-11-09 12:05 | 2020-11-09 12:05 | required | required | required
Chute automatic fire door | vsoni@calfordseaden.com | 2020-11-09 12:05 | Chute automatic fire door | DefaultSpace | Chute automatic fire door |  |  |  | required | 2020-11-09 12:05 | 2020-11-09 12:05 | required | required | required
Cladding or lining panel | vsoni@calfordseaden.com | 2020-11-09 12:05 | Cladding or lining panel | DefaultSpace | Cladding or lining panel |  |  |  | required | 2020-11-09 12:05 | 2020-11-09 12:05 | required | required | required
Cold water supply source | vsoni@calfordseaden.com | 2020-11-09 12:05 | Cold water supply source | DefaultSpace | Cold water supply source |  |  |  | required | 2020-11-09 12:05 | 2020-11-09 12:05 | required | required | required
Combined emergency luminaire | vsoni@calfordseaden.com | 2020-11-09 12:05 | Combined emergency luminaire | DefaultSpace | Combined emergency luminaire |  |  |  | required | 2020-11-09 12:05 | 2020-11-09 12:05 | required | required | required
Combined smoke or heat detector | vsoni@calfordseaden.com | 2020-11-09 12:05 | Combined smoke or heat detector | DefaultSpace | Combined smoke or heat detector |  |  |  | required | 2020-11-09 12:05 | 2020-11-09 12:05 | required | required | required
Communications product | vsoni@calfordseaden.com | 2020-11-09 12:05 | Communications product | DefaultSpace | Communications product |  |  |  | required | 2020-11-09 12:05 | 2020-11-09 12:05 | required | required | required
Concertina fire curtain | vsoni@calfordseaden.com | 2020-11-09 12:05 | Concertina fire curtain | DefaultSpace | Concertina fire curtain |  |  |  | required | 2020-11-09 12:05 | 2020-11-09 12:05 | required | required | required
Concrete flooring or decking product | vsoni@calfordseaden.com | 2020-11-09 12:05 | Concrete flooring or decking product | DefaultSpace | Concrete flooring or decking product |  |  |  | required | 2020-11-09 12:05 | 2020-11-09 12:05 | required | required | required
Control panel | vsoni@calfordseaden.com | 2020-11-09 12:05 | Control panel | DefaultSpace | Control panel |  |  |  | required | 2020-11-09 12:05 | 2020-11-09 12:05 | required | required | required
Controlled pedestrian access gate | vsoni@calfordseaden.com | 2020-11-09 12:05 | Controlled pedestrian access gate | DefaultSpace | Controlled pedestrian access gate |  |  |  | required | 2020-11-09 12:05 | 2020-11-09 12:05 | required | required | required
Copper downpipe bracket | vsoni@calfordseaden.com | 2020-11-09 12:05 | Copper downpipe bracket | DefaultSpace | Copper downpipe bracket |  |  |  | required | 2020-11-09 12:05 | 2020-11-09 12:05 | required | required | required
DefaultComponent | vsoni@calfordseaden.com | 2020-11-09 12:05 | DefaultType | DefaultSpace | DefaultComponent |  |  |  | required | 2020-11-09 12:05 | 2020-11-09 12:05 | required | required | required
Demountable podium or staging | vsoni@calfordseaden.com | 2020-11-09 12:05 | Demountable podium or staging | DefaultSpace | Demountable podium or staging |  |  |  | required | 2020-11-09 12:05 | 2020-11-09 12:05 | required | required | required
Digital metering equipment | vsoni@calfordseaden.com | 2020-11-09 12:05 | Digital metering equipment | DefaultSpace | Digital metering equipment |  |  |  | required | 2020-11-09 12:05 | 2020-11-09 12:05 | required | required | required
Direct hot water storage cylinder | vsoni@calfordseaden.com | 2020-11-09 12:05 | Direct hot water storage cylinder | DefaultSpace | Direct hot water storage cylinder |  |  |  | required | 2020-11-09 12:05 | 2020-11-09 12:05 | required | required | required
Disabled refuge master station | vsoni@calfordseaden.com | 2020-11-09 12:05 | Disabled refuge master station | DefaultSpace | Disabled refuge master station |  |  |  | required | 2020-11-09 12:05 | 2020-11-09 12:05 | required | required | required
Disabled refuge outstation | vsoni@calfordseaden.com | 2020-11-09 12:05 | Disabled refuge outstation | DefaultSpace | Disabled refuge outstation |  |  |  | required | 2020-11-09 12:05 | 2020-11-09 12:05 | required | required | required
Dishwasher | vsoni@calfordseaden.com | 2020-11-09 12:05 | Dishwasher | DefaultSpace | Dishwasher |  |  |  | required | 2020-11-09 12:05 | 2020-11-09 12:05 | required | required | required
Distribution board | vsoni@calfordseaden.com | 2020-11-09 12:05 | Distribution board | DefaultSpace | Distribution board |  |  |  | required | 2020-11-09 12:05 | 2020-11-09 12:05 | required | required | required
Domestic cooking equipment | vsoni@calfordseaden.com | 2020-11-09 12:05 | Domestic cooking equipment | DefaultSpace | Domestic cooking equipment |  |  |  | required | 2020-11-09 12:05 | 2020-11-09 12:05 | required | required | required
Domestic smoke or carbon monoxide detector | vsoni@calfordseaden.com | 2020-11-09 12:05 | Domestic smoke or carbon monoxide detector | DefaultSpace | Domestic smoke or carbon monoxide detector |  |  |  | required | 2020-11-09 12:05 | 2020-11-09 12:05 | required | required | required
Domestic sprinkler head | vsoni@calfordseaden.com | 2020-11-09 12:05 | Domestic sprinkler head | DefaultSpace | Domestic sprinkler head |  |  |  | required | 2020-11-09 12:05 | 2020-11-09 12:05 | required | required | required
Door access control pushpad | vsoni@calfordseaden.com | 2020-11-09 12:05 | Door access control pushpad | DefaultSpace | Door access control pushpad |  |  |  | required | 2020-11-09 12:05 | 2020-11-09 12:05 | required | required | required
Doorset | vsoni@calfordseaden.com | 2020-11-09 12:05 | Doorset | DefaultSpace | Doorset |  |  |  | required | 2020-11-09 12:05 | 2020-11-09 12:05 | required | required | required
Double feed indirect hot water storage cylinder | vsoni@calfordseaden.com | 2020-11-09 12:05 | Double feed indirect hot water storage cylinder | DefaultSpace | Double feed indirect hot water storage cylinder |  |  |  | required | 2020-11-09 12:05 | 2020-11-09 12:05 | required | required | required
Downpipe bracket | vsoni@calfordseaden.com | 2020-11-09 12:05 | Downpipe bracket | DefaultSpace | Downpipe bracket |  |  |  | required | 2020-11-09 12:05 | 2020-11-09 12:05 | required | required | required
Drainage gully or channel | vsoni@calfordseaden.com | 2020-11-09 12:05 | Drainage gully or channel | DefaultSpace | Drainage gully or channel |  |  |  | required | 2020-11-09 12:05 | 2020-11-09 12:05 | required | required | required
Drainage pump | vsoni@calfordseaden.com | 2020-11-09 12:05 | Drainage pump | DefaultSpace | Drainage pump |  |  |  | required | 2020-11-09 12:05 | 2020-11-09 12:05 | required | required | required
Dry powder fire extinguisher | vsoni@calfordseaden.com | 2020-11-09 12:05 | Dry powder fire extinguisher | DefaultSpace | Dry powder fire extinguisher |  |  |  | required | 2020-11-09 12:05 | 2020-11-09 12:05 | required | required | required
Dry riser landing box | vsoni@calfordseaden.com | 2020-11-09 12:05 | Dry riser landing box | DefaultSpace | Dry riser landing box |  |  |  | required | 2020-11-09 12:05 | 2020-11-09 12:05 | required | required | required
Dry riser landing valve | vsoni@calfordseaden.com | 2020-11-09 12:05 | Dry riser landing valve | DefaultSpace | Dry riser landing valve |  |  |  | required | 2020-11-09 12:05 | 2020-11-09 12:05 | required | required | required
Dual coil hot water storage cylinder | vsoni@calfordseaden.com | 2020-11-09 12:05 | Dual coil hot water storage cylinder | DefaultSpace | Dual coil hot water storage cylinder |  |  |  | required | 2020-11-09 12:05 | 2020-11-09 12:05 | required | required | required
Dual fuel cast iron boiler | vsoni@calfordseaden.com | 2020-11-09 12:05 | Dual fuel cast iron boiler | DefaultSpace | Dual fuel cast iron boiler |  |  |  | required | 2020-11-09 12:05 | 2020-11-09 12:05 | required | required | required
Dual fuel steel shell boiler | vsoni@calfordseaden.com | 2020-11-09 12:05 | Dual fuel steel shell boiler | DefaultSpace | Dual fuel steel shell boiler |  |  |  | required | 2020-11-09 12:05 | 2020-11-09 12:05 | required | required | required
Electric cooking range | vsoni@calfordseaden.com | 2020-11-09 12:05 | Electric cooking range | DefaultSpace | Electric cooking range |  |  |  | required | 2020-11-09 12:05 | 2020-11-09 12:05 | required | required | required
Electric heated towel rail | vsoni@calfordseaden.com | 2020-11-09 12:05 | Electric heated towel rail | DefaultSpace | Electric heated towel rail |  |  |  | required | 2020-11-09 12:05 | 2020-11-09 12:05 | required | required | required
Electric trace heating control or monitoring panel | vsoni@calfordseaden.com | 2020-11-09 12:05 | Electric trace heating control or monitoring panel | DefaultSpace | Electric trace heating control or monitoring panel |  |  |  | required | 2020-11-09 12:05 | 2020-11-09 12:05 | required | required | required
Electric Vehicle Charging Point | vsoni@calfordseaden.com | 2020-11-09 12:05 | Electric Vehicle Charging Point | DefaultSpace | Electric Vehicle Charging Point |  |  |  | required | 2020-11-09 12:05 | 2020-11-09 12:05 | required | required | required
Emergency luminaire | vsoni@calfordseaden.com | 2020-11-09 12:05 | Emergency luminaire | DefaultSpace | Emergency luminaire |  |  |  | required | 2020-11-09 12:05 | 2020-11-09 12:05 | required | required | required
Energy meter | vsoni@calfordseaden.com | 2020-11-09 12:05 | Energy meter | DefaultSpace | Energy meter |  |  |  | required | 2020-11-09 12:05 | 2020-11-09 12:05 | required | required | required
Epoxy paint road marking | vsoni@calfordseaden.com | 2020-11-09 12:05 | Epoxy paint road marking | DefaultSpace | Epoxy paint road marking |  |  |  | required | 2020-11-09 12:05 | 2020-11-09 12:05 | required | required | required
Equipment | vsoni@calfordseaden.com | 2020-11-09 12:05 | Equipment | DefaultSpace | Equipment |  |  |  | required | 2020-11-09 12:05 | 2020-11-09 12:05 | required | required | required
Escape product | vsoni@calfordseaden.com | 2020-11-09 12:05 | Escape product | DefaultSpace | Escape product |  |  |  | required | 2020-11-09 12:05 | 2020-11-09 12:05 | required | required | required
Expanding foam | vsoni@calfordseaden.com | 2020-11-09 12:05 | Expanding foam | DefaultSpace | Expanding foam |  |  |  | required | 2020-11-09 12:05 | 2020-11-09 12:05 | required | required | required
External intruder alarm sounder | vsoni@calfordseaden.com | 2020-11-09 12:05 | External intruder alarm sounder | DefaultSpace | External intruder alarm sounder |  |  |  | required | 2020-11-09 12:05 | 2020-11-09 12:05 | required | required | required
External lighting system | vsoni@calfordseaden.com | 2020-11-09 12:05 | External lighting system | DefaultSpace | External lighting system
Extinguisher or fire blanket | vsoni@calfordseaden.com | 2020-11-09 12:05 | Extinguisher or fire blanket | DefaultSpace | Extinguisher or fire blanket |  |  |  | required | 2020-11-09 12:05 | 2020-11-09 12:05 | required | required | required
Fan coil unit | vsoni@calfordseaden.com | 2020-11-09 12:05 | Fan coil unit | DefaultSpace | Fan coil unit |  |  |  | required | 2020-11-09 12:05 | 2020-11-09 12:05 | required | required | required
Fire alarm detection device or control equipment | vsoni@calfordseaden.com | 2020-11-09 12:05 | Fire alarm detection device or control equipment | DefaultSpace | Fire alarm detection device or control equipment |  |  |  | required | 2020-11-09 12:05 | 2020-11-09 12:05 | required | required | required
Fire alarm panel | vsoni@calfordseaden.com | 2020-11-09 12:05 | Fire alarm panel | DefaultSpace | Fire alarm panel |  |  |  | required | 2020-11-09 12:05 | 2020-11-09 12:05 | required | required | required
Fire alarm sounder | vsoni@calfordseaden.com | 2020-11-09 12:05 | Fire alarm sounder | DefaultSpace | Fire alarm sounder |  |  |  | required | 2020-11-09 12:05 | 2020-11-09 12:05 | required | required | required
Fire damper | vsoni@calfordseaden.com | 2020-11-09 12:05 | Fire damper | DefaultSpace | Fire damper |  |  |  | required | 2020-11-09 12:05 | 2020-11-09 12:05 | required | required | required
Fire detection or alarm power supply equipment | vsoni@calfordseaden.com | 2020-11-09 12:05 | Fire detection or alarm power supply equipment | DefaultSpace | Fire detection or alarm power supply equipment |  |  |  | required | 2020-11-09 12:05 | 2020-11-09 12:05 | required | required | required
Fire or smoke damper | vsoni@calfordseaden.com | 2020-11-09 12:05 | Fire or smoke damper | DefaultSpace | Fire or smoke damper |  |  |  | required | 2020-11-09 12:05 | 2020-11-09 12:05 | required | required | required
Fire protective blanket | vsoni@calfordseaden.com | 2020-11-09 12:05 | Fire protective blanket | DefaultSpace | Fire protective blanket |  |  |  | required | 2020-11-09 12:05 | 2020-11-09 12:05 | required | required | required
Firebreak shutter | vsoni@calfordseaden.com | 2020-11-09 12:05 | Firebreak shutter | DefaultSpace | Firebreak shutter |  |  |  | required | 2020-11-09 12:05 | 2020-11-09 12:05 | required | required | required
Firefighting alarm device | vsoni@calfordseaden.com | 2020-11-09 12:05 | Firefighting alarm device | DefaultSpace | Firefighting alarm device |  |  |  | required | 2020-11-09 12:05 | 2020-11-09 12:05 | required | required | required
Fireman’s emergency switch | vsoni@calfordseaden.com | 2020-11-09 12:05 | Fireman’s emergency switch | DefaultSpace | Fireman’s emergency switch |  |  |  | required | 2020-11-09 12:05 | 2020-11-09 12:05 | required | required | required
Fitting | vsoni@calfordseaden.com | 2020-11-09 12:05 | Fitting | DefaultSpace | Fitting |  |  |  | required | 2020-11-09 12:05 | 2020-11-09 12:05 | required | required | required
Fixed hoist | vsoni@calfordseaden.com | 2020-11-09 12:05 | Fixed hoist | DefaultSpace | Fixed hoist |  |  |  | required | 2020-11-09 12:05 | 2020-11-09 12:05 | required | required | required
Flora product | vsoni@calfordseaden.com | 2020-11-09 12:05 | Flora product | DefaultSpace | Flora product |  |  |  | required | 2020-11-09 12:05 | 2020-11-09 12:05 | required | required | required
Flow applied flooring | vsoni@calfordseaden.com | 2020-11-09 12:05 | Flow applied flooring | DefaultSpace | Flow applied flooring |  |  |  | required | 2020-11-09 12:05 | 2020-11-09 12:05 | required | required | required
Foam fire extinguisher | vsoni@calfordseaden.com | 2020-11-09 12:05 | Foam fire extinguisher | DefaultSpace | Foam fire extinguisher |  |  |  | required | 2020-11-09 12:05 | 2020-11-09 12:05 | required | required | required
Food refrigerator or freezer | vsoni@calfordseaden.com | 2020-11-09 12:05 | Food refrigerator or freezer | DefaultSpace | Food refrigerator or freezers |  |  |  | required | 2020-11-09 12:05 | 2020-11-09 12:05 | required | required | required
Free-standing self-supporting lift shaft | vsoni@calfordseaden.com | 2020-11-09 12:05 | Free-standing self-supporting lift shaft | DefaultSpace | Free-standing self-supporting lift shaft |  |  |  | required | 2020-11-09 12:05 | 2020-11-09 12:05 | required | required | required
Freezer cabinet | vsoni@calfordseaden.com | 2020-11-09 12:05 | Freezer cabinet | DefaultSpace | Freezer cabinet |  |  |  | required | 2020-11-09 12:05 | 2020-11-09 12:05 | required | required | required
Full-height access control gate | vsoni@calfordseaden.com | 2020-11-09 12:05 | Full-height access control gate | DefaultSpace | Full-height access control gate |  |  |  | required | 2020-11-09 12:05 | 2020-11-09 12:05 | required | required | required
Fume cupboards or safety cabinet | vsoni@calfordseaden.com | 2020-11-09 12:05 | Fume cupboards or safety cabinet | DefaultSpace | Fume cupboards or safety cabinet |  |  |  | required | 2020-11-09 12:05 | 2020-11-09 12:05 | required | required | required
Galvanized steel combined fascia, soffit or gutter | vsoni@calfordseaden.com | 2020-11-09 12:05 | Galvanized steel combined fascia, soffit or gutter | DefaultSpace | Galvanized steel combined fascia, soffit or gutter |  |  |  | required | 2020-11-09 12:05 | 2020-11-09 12:05 | required | required | required
Galvanized steel downpipe bracket | vsoni@calfordseaden.com | 2020-11-09 12:05 | Galvanized steel downpipe bracket | DefaultSpace | Galvanized steel downpipe bracket |  |  |  | required | 2020-11-09 12:05 | 2020-11-09 12:05 | required | required | required
Garage door holder | vsoni@calfordseaden.com | 2020-11-09 12:05 | Garage door holder | DefaultSpace | Garage door holder |  |  |  | required | 2020-11-09 12:05 | 2020-11-09 12:05 | required | required | required
Garage door operator | vsoni@calfordseaden.com | 2020-11-09 12:05 | Garage door operator | DefaultSpace | Garage door operator |  |  |  | required | 2020-11-09 12:05 | 2020-11-09 12:05 | required | required | required
Gas cooking range | vsoni@calfordseaden.com | 2020-11-09 12:05 | Gas cooking range | DefaultSpace | Gas cooking range |  |  |  | required | 2020-11-09 12:05 | 2020-11-09 12:05 | required | required | required
Gas fire suppression manifold | vsoni@calfordseaden.com | 2020-11-09 12:05 | Gas fire suppression manifold | DefaultSpace | Gas fire suppression manifold |  |  |  | required | 2020-11-09 12:05 | 2020-11-09 12:05 | required | required | required
Gas fire suppression pressure gauge | vsoni@calfordseaden.com | 2020-11-09 12:05 | Gas fire suppression pressure gauge | DefaultSpace | Gas fire suppression pressure gauge |  |  |  | required | 2020-11-09 12:05 | 2020-11-09 12:05 | required | required | required
Gas fire suppression pressure switch | vsoni@calfordseaden.com | 2020-11-09 12:05 | Gas fire suppression pressure switch | DefaultSpace | Gas fire suppression pressure switch |  |  |  | required | 2020-11-09 12:05 | 2020-11-09 12:05 | required | required | required
Gas meter | vsoni@calfordseaden.com | 2020-11-09 12:05 | Gas meter | DefaultSpace | Gas meter |  |  |  | required | 2020-11-09 12:05 | 2020-11-09 12:05 | required | required | required
Gate or turnstile | vsoni@calfordseaden.com | 2020-11-09 12:05 | Gate or turnstile | DefaultSpace | Gates or turnstile |  |  |  | required | 2020-11-09 12:05 | 2020-11-09 12:05 | required | required | required
Glass oxide fire-stopping | vsoni@calfordseaden.com | 2020-11-09 12:05 | Glass oxide fire-stopping | DefaultSpace | Glass oxide fire-stopping |  |  |  | required | 2020-11-09 12:05 | 2020-11-09 12:05 | required | required | required
Glass-reinforced concrete (GRC) built-in gable vent | vsoni@calfordseaden.com | 2020-11-09 12:05 | Glass-reinforced concrete (GRC) built-in gable vent | DefaultSpace | Glass-reinforced concrete (GRC) built-in gable vent |  |  |  | required | 2020-11-09 12:05 | 2020-11-09 12:05 | required | required | required
Glass-reinforced concrete (GRC) dressing gable vent | vsoni@calfordseaden.com | 2020-11-09 12:05 | Glass-reinforced concrete (GRC) dressing gable vent | DefaultSpace | Glass-reinforced concrete (GRC) dressing gable vent |  |  |  | required | 2020-11-09 12:05 | 2020-11-09 12:05 | required | required | required
Glass-reinforced plastics (GRP) facade component | vsoni@calfordseaden.com | 2020-11-09 12:05 | Glass-reinforced plastics (GRP) facade component | DefaultSpace | Glass-reinforced plastics (GRP) facade component |  |  |  | required | 2020-11-09 12:05 | 2020-11-09 12:05 | required | required | required
Grab rail | vsoni@calfordseaden.com | 2020-11-09 12:05 | Grab rail | DefaultSpace | Grab rail |  |  |  | required | 2020-11-09 12:05 | 2020-11-09 12:05 | required | required | required
Green roof drainage outlet | vsoni@calfordseaden.com | 2020-11-09 12:05 | Green roof drainage outlet | DefaultSpace | Green roof drainage outlet |  |  |  | required | 2020-11-09 12:05 | 2020-11-09 12:05 | required | required | required
Green roof substrate | vsoni@calfordseaden.com | 2020-11-09 12:05 | Green roof substrate | DefaultSpace | Green roof substrate |  |  |  | required | 2020-11-09 12:05 | 2020-11-09 12:05 | required | required | required
Ground source heat pump | vsoni@calfordseaden.com | 2020-11-09 12:05 | Ground source heat pump | DefaultSpace | Ground source heat pump |  |  |  | required | 2020-11-09 12:05 | 2020-11-09 12:05 | required | required | required
Gutter or accessory | vsoni@calfordseaden.com | 2020-11-09 12:05 | Gutter or accessory | DefaultSpace | Gutter or accessory |  |  |  | required | 2020-11-09 12:05 | 2020-11-09 12:05 | required | required | required
Gypsum sheathing plasterboard | vsoni@calfordseaden.com | 2020-11-09 12:05 | Gypsum sheathing plasterboard | DefaultSpace | Gypsum sheathing plasterboard |  |  |  | required | 2020-11-09 12:05 | 2020-11-09 12:05 | required | required | required
Half-height access control gate | vsoni@calfordseaden.com | 2020-11-09 12:05 | Half-height access control gate | DefaultSpace | Half-height access control gate |  |  |  | required | 2020-11-09 12:05 | 2020-11-09 12:05 | required | required | required
Handrail | vsoni@calfordseaden.com | 2020-11-09 12:05 | Handrail | DefaultSpace | Handrail |  |  |  | required | 2020-11-09 12:05 | 2020-11-09 12:05 | required | required | required
Hatch or access panel | vsoni@calfordseaden.com | 2020-11-09 12:05 | Hatch or access panel | DefaultSpace | Hatch or access panel |  |  |  | required | 2020-11-09 12:05 | 2020-11-09 12:05 | required | required | required
Heat interface unit | vsoni@calfordseaden.com | 2020-11-09 12:05 | Heat interface unit | DefaultSpace | Heat interface unit |  |  |  | required | 2020-11-09 12:05 | 2020-11-09 12:05 | required | required | required
Heat meter | vsoni@calfordseaden.com | 2020-11-09 12:05 | Heat meter | DefaultSpace | Heat meter |  |  |  | required | 2020-11-09 12:05 | 2020-11-09 12:05 | required | required | required
Heat pump | vsoni@calfordseaden.com | 2020-11-09 12:05 | Heat pump | DefaultSpace | Heat pump |  |  |  | required | 2020-11-09 12:05 | 2020-11-09 12:05 | required | required | required
Heavy-duty flow-applied flooring | vsoni@calfordseaden.com | 2020-11-09 12:05 | Heavy-duty flow-applied flooring | DefaultSpace | Heavy-duty flow-applied flooring |  |  |  | required | 2020-11-09 12:05 | 2020-11-09 12:05 | required | required | required
Heavy-duty screed flooring | vsoni@calfordseaden.com | 2020-11-09 12:05 | Heavy-duty screed flooring | DefaultSpace | Heavy-duty screed flooring |  |  |  | required | 2020-11-09 12:05 | 2020-11-09 12:05 | required | required | required
Height restrictor | vsoni@calfordseaden.com | 2020-11-09 12:05 | Height restrictor | DefaultSpace | Height restrictor |  |  |  | required | 2020-11-09 12:05 | 2020-11-09 12:05 | required | required | required
Homelift | vsoni@calfordseaden.com | 2020-11-09 12:05 | Homelift | DefaultSpace | Homelift |  |  |  | required | 2020-11-09 12:05 | 2020-11-09 12:05 | required | required | required
Horizontal active fire curtain barrier | vsoni@calfordseaden.com | 2020-11-09 12:05 | Horizontal active fire curtain barrier | DefaultSpace | Horizontal active fire curtain barrier |  |  |  | required | 2020-11-09 12:05 | 2020-11-09 12:05 | required | required | required
Horizontal axis wind turbine (HAWT) | vsoni@calfordseaden.com | 2020-11-09 12:05 | Horizontal axis wind turbine (HAWT) | DefaultSpace | Horizontal axis wind turbine (HAWT) |  |  |  | required | 2020-11-09 12:05 | 2020-11-09 12:05 | required | required | required
Hot water non-storage calorifier | vsoni@calfordseaden.com | 2020-11-09 12:05 | Hot water non-storage calorifier | DefaultSpace | Hot water non-storage calorifier |  |  |  | required | 2020-11-09 12:05 | 2020-11-09 12:05 | required | required | required
Hot-dip pre-coated carbon steel combined fascia, soffit or gutter | vsoni@calfordseaden.com | 2020-11-09 12:05 | Hot-dip pre-coated carbon steel combined fascia, soffit or gutter | DefaultSpace | Hot-dip pre-coated carbon steel combined fascia, soffits or gutter |  |  |  | required | 2020-11-09 12:05 | 2020-11-09 12:05 | required | required | required
Hot-dip pre-coated carbon steel downpipe bracket | vsoni@calfordseaden.com | 2020-11-09 12:05 | Hot-dip pre-coated carbon steel downpipe bracket | DefaultSpace | Hot-dip pre-coated carbon steel downpipe bracket |  |  |  | required | 2020-11-09 12:05 | 2020-11-09 12:05 | required | required | required
Humidifier or dehumidifier | vsoni@calfordseaden.com | 2020-11-09 12:05 | Humidifier or dehumidifier | DefaultSpace | Humidifier or dehumidifier |  |  |  | required | 2020-11-09 12:05 | 2020-11-09 12:05 | required | required | required
Inclined chairlift | vsoni@calfordseaden.com | 2020-11-09 12:05 | Inclined chairlift | DefaultSpace | Inclined chairlift |  |  |  | required | 2020-11-09 12:05 | 2020-11-09 12:05 | required | required | required
Indirectly heated unvented hot water storage cylinder | vsoni@calfordseaden.com | 2020-11-09 12:05 | Indirectly heated unvented hot water storage cylinder | DefaultSpace | Indirectly heated unvented hot water storage cylinder |  |  |  | required | 2020-11-09 12:05 | 2020-11-09 12:05 | required | required | required
Interior lining | vsoni@calfordseaden.com | 2020-11-09 12:05 | Interior lining | DefaultSpace | Interior lining |  |  |  | required | 2020-11-09 12:05 | 2020-11-09 12:05 | required | required | required
Interior wall or ceiling trim | vsoni@calfordseaden.com | 2020-11-09 12:05 | Interior wall or ceiling trim | DefaultSpace | Interior wall or ceiling trim |  |  |  | required | 2020-11-09 12:05 | 2020-11-09 12:05 | required | required | required
Internal electronic intruder alarm sounder | vsoni@calfordseaden.com | 2020-11-09 12:05 | Internal electronic intruder alarm sounder | DefaultSpace | Internal electronic intruder alarm sounder |  |  |  | required | 2020-11-09 12:05 | 2020-11-09 12:05 | required | required | required
Intruder alarm panel | vsoni@calfordseaden.com | 2020-11-09 12:05 | Intruder alarm panel | DefaultSpace | Intruder alarm panel |  |  |  | required | 2020-11-09 12:05 | 2020-11-09 12:05 | required | required | required
Intruder detection or alarm device or control equipment | vsoni@calfordseaden.com | 2020-11-09 12:05 | Intruder detection or alarm device or control equipment | DefaultSpace | Intruder detection or alarm device or control equipment |  |  |  | required | 2020-11-09 12:05 | 2020-11-09 12:05 | required | required | required
Intumescent firestop sealant | vsoni@calfordseaden.com | 2020-11-09 12:05 | Intumescent firestop sealant | DefaultSpace | Intumescent firestop sealant |  |  |  | required | 2020-11-09 12:05 | 2020-11-09 12:05 | required | required | required
Irrigation or water feature reservoir | vsoni@calfordseaden.com | 2020-11-09 12:05 | Irrigation or water feature reservoir | DefaultSpace | Irrigation or water feature reservoir |  |  |  | required | 2020-11-09 12:05 | 2020-11-09 12:05 | required | required | required
Kitchen bench cupboard | vsoni@calfordseaden.com | 2020-11-09 12:05 | Kitchen bench cupboard | DefaultSpace | Kitchen bench cupboard |  |  |  | required | 2020-11-09 12:05 | 2020-11-09 12:05 | required | required | required
Kitchen extractor hood | vsoni@calfordseaden.com | 2020-11-09 12:05 | Kitchen extractor hood | DefaultSpace | Kitchen extractor hood |  |  |  | required | 2020-11-09 12:05 | 2020-11-09 12:05 | required | required | required
Kitchen overhead cupboard | vsoni@calfordseaden.com | 2020-11-09 12:05 | Kitchen overhead cupboard | DefaultSpace | Kitchen overhead cupboard |  |  |  | required | 2020-11-09 12:05 | 2020-11-09 12:05 | required | required | required
Laundry cabinet | vsoni@calfordseaden.com | 2020-11-09 12:05 | Laundry cabinet | DefaultSpace | Laundry cabinet |  |  |  | required | 2020-11-09 12:05 | 2020-11-09 12:05 | required | required | required
Laundry troughs or cabinet | vsoni@calfordseaden.com | 2020-11-09 12:05 | Laundry troughs or cabinet | DefaultSpace | Laundry troughs or cabinet |  |  |  | required | 2020-11-09 12:05 | 2020-11-09 12:05 | required | required | required
Lift control panel | vsoni@calfordseaden.com | 2020-11-09 12:05 | Lift control panel | DefaultSpace | Lift control panel |  |  |  | required | 2020-11-09 12:05 | 2020-11-09 12:05 | required | required | required
Lift landing doorset | vsoni@calfordseaden.com | 2020-11-09 12:05 | Lift landing doorset | DefaultSpace | Lift landing doorset |  |  |  | required | 2020-11-09 12:05 | 2020-11-09 12:05 | required | required | required
Lifting platform or hoist | vsoni@calfordseaden.com | 2020-11-09 12:05 | Lifting platform or hoist | DefaultSpace | Lifting platform or hoist |  |  |  | required | 2020-11-09 12:05 | 2020-11-09 12:05 | required | required | required
Light-duty road marking | vsoni@calfordseaden.com | 2020-11-09 12:05 | Light-duty road marking | DefaultSpace | Light-duty road marking |  |  |  | required | 2020-11-09 12:05 | 2020-11-09 12:05 | required | required | required
Lighting column, bracket or bollard | vsoni@calfordseaden.com | 2020-11-09 12:05 | Lighting column, bracket or bollard | DefaultSpace | Lighting column, bracket or bollard |  |  |  | required | 2020-11-09 12:05 | 2020-11-09 12:05 | required | required | required
Lightning protection or earthing component | vsoni@calfordseaden.com | 2020-11-09 12:05 | Lightning protection or earthing component | DefaultSpace | Lightning protection or earthing component |  |  |  | required | 2020-11-09 12:05 | 2020-11-09 12:05 | required | required | required
Linear heat detector | vsoni@calfordseaden.com | 2020-11-09 12:05 | Linear heat detector | DefaultSpace | Linear heat detector |  |  |  | required | 2020-11-09 12:05 | 2020-11-09 12:05 | required | required | required
Loose insulation | vsoni@calfordseaden.com | 2020-11-09 12:05 | Loose insulation | DefaultSpace | Loose insulation |  |  |  | required | 2020-11-09 12:05 | 2020-11-09 12:05 | required | required | required
Luminaire, lighting track or lighting accessory | vsoni@calfordseaden.com | 2020-11-09 12:05 | Luminaire, lighting track or lighting accessory | DefaultSpace | Luminaire, lighting track or lighting accessory |  |  |  | required | 2020-11-09 12:05 | 2020-11-09 12:05 | required | required | required
Manual air vent | vsoni@calfordseaden.com | 2020-11-09 12:05 | Manual air vent | DefaultSpace | Manual air vent |  |  |  | required | 2020-11-09 12:05 | 2020-11-09 12:05 | required | required | required
Manual Call Point | vsoni@calfordseaden.com | 2020-11-09 12:05 | Manual Call Point | DefaultSpace | Manual Call Point |  |  |  | required | 2020-11-09 12:05 | 2020-11-09 12:05 | required | required | required
Masonry flooring unit | vsoni@calfordseaden.com | 2020-11-09 12:05 | Masonry flooring unit | DefaultSpace | Masonry flooring unit |  |  |  | required | 2020-11-09 12:05 | 2020-11-09 12:05 | required | required | required
Mechanical trace heating thermostat | vsoni@calfordseaden.com | 2020-11-09 12:05 | Mechanical trace heating thermostat | DefaultSpace | Mechanical trace heating thermostat |  |  |  | required | 2020-11-09 12:05 | 2020-11-09 12:05 | required | required | required
Medium-density fibreboard (MDF) architrave | vsoni@calfordseaden.com | 2020-11-09 12:05 | Medium-density fibreboard (MDF) architrave | DefaultSpace | Medium-density fibreboard (MDF) architrave |  |  |  | required | 2020-11-09 12:05 | 2020-11-09 12:05 | required | required | required
Metal liquid or gas pressure vessel | vsoni@calfordseaden.com | 2020-11-09 12:05 | Metal liquid or gas pressure vessel | DefaultSpace | Metal liquid or gas pressure vessel |  |  |  | required | 2020-11-09 12:05 | 2020-11-09 12:05 | required | required | required
Metering or test product | vsoni@calfordseaden.com | 2020-11-09 12:05 | Metering or test product | DefaultSpace | Metering or test product |  |  |  | required | 2020-11-09 12:05 | 2020-11-09 12:05 | required | required | required
Microwave oven | vsoni@calfordseaden.com | 2020-11-09 12:05 | Microwave oven | DefaultSpace | Microwave oven |  |  |  | required | 2020-11-09 12:05 | 2020-11-09 12:05 | required | required | required
Mineral wool fire-stopping | vsoni@calfordseaden.com | 2020-11-09 12:05 | Mineral wool fire-stopping | DefaultSpace | Mineral wool fire-stopping |  |  |  | required | 2020-11-09 12:05 | 2020-11-09 12:05 | required | required | required
Moveable hoist | vsoni@calfordseaden.com | 2020-11-09 12:05 | Moveable hoist | DefaultSpace | Moveable hoist |  |  |  | required | 2020-11-09 12:05 | 2020-11-09 12:05 | required | required | required
Multilayer flooring | vsoni@calfordseaden.com | 2020-11-09 12:05 | Multilayer flooring | DefaultSpace | Multilayer flooring |  |  |  | required | 2020-11-09 12:05 | 2020-11-09 12:05 | required | required | required
Offshore wind turbine | vsoni@calfordseaden.com | 2020-11-09 12:05 | Offshore wind turbine | DefaultSpace | Offshore wind turbine |  |  |  | required | 2020-11-09 12:05 | 2020-11-09 12:05 | required | required | required
Onshore wind turbine | vsoni@calfordseaden.com | 2020-11-09 12:05 | Onshore wind turbine | DefaultSpace | Onshore wind turbine |  |  |  | required | 2020-11-09 12:05 | 2020-11-09 12:05 | required | required | required
Packaged combined heat or power (CHP) unit | vsoni@calfordseaden.com | 2020-11-09 12:05 | Packaged combined heat or power (CHP) unit | DefaultSpace | Packaged combined heat or power (CHP) unit |  |  |  | required | 2020-11-09 12:05 | 2020-11-09 12:05 | required | required | required
Parking meter | vsoni@calfordseaden.com | 2020-11-09 12:05 | Parking meter | DefaultSpace | Parking meter |  |  |  | required | 2020-11-09 12:05 | 2020-11-09 12:05 | required | required | required
Paving unit | vsoni@calfordseaden.com | 2020-11-09 12:05 | Paving unit | DefaultSpace | Paving unit |  |  |  | required | 2020-11-09 12:05 | 2020-11-09 12:05 | required | required | required
Perimeter trunking | vsoni@calfordseaden.com | 2020-11-09 12:05 | Perimeter trunking | DefaultSpace | Perimeter trunking |  |  |  | required | 2020-11-09 12:05 | 2020-11-09 12:05 | required | required | required
Piped attenuation structure | vsoni@calfordseaden.com | 2020-11-09 12:05 | Piped attenuation structure | DefaultSpace | Piped attenuation structure |  |  |  | required | 2020-11-09 12:05 | 2020-11-09 12:05 | required | required | required
Playground bark | vsoni@calfordseaden.com | 2020-11-09 12:05 | Playground bark | DefaultSpace | Playground bark |  |  |  | required | 2020-11-09 12:05 | 2020-11-09 12:05 | required | required | required
Point heat detector | vsoni@calfordseaden.com | 2020-11-09 12:05 | Point heat detector | DefaultSpace | Point heat detector |  |  |  | required | 2020-11-09 12:05 | 2020-11-09 12:05 | required | required | required
Points heating control panel | vsoni@calfordseaden.com | 2020-11-09 12:05 | Points heating control panel | DefaultSpace | Points heating control panel |  |  |  | required | 2020-11-09 12:05 | 2020-11-09 12:05 | required | required | required
Portable fire extinguisher | vsoni@calfordseaden.com | 2020-11-09 12:05 | Portable fire extinguisher | DefaultSpace | Portable fire extinguisher |  |  |  | required | 2020-11-09 12:05 | 2020-11-09 12:05 | required | required | required
Power generators, engines or packaged combined heat or power (CHP) unit | vsoni@calfordseaden.com | 2020-11-09 12:05 | Power generators, engines or packaged combined heat or power (CHP) unit | DefaultSpace | Power generators, engines or packaged combined heat or power (CHP) unit |  |  |  | required | 2020-11-09 12:05 | 2020-11-09 12:05 | required | required | required
Power or lighting outlet product | vsoni@calfordseaden.com | 2020-11-09 12:05 | Power or lighting outlet product | DefaultSpace | Power or lighting outlet product |  |  |  | required | 2020-11-09 12:05 | 2020-11-09 12:05 | required | required | required
Preformed road marking | vsoni@calfordseaden.com | 2020-11-09 12:05 | Preformed road marking | DefaultSpace | Preformed road marking |  |  |  | required | 2020-11-09 12:05 | 2020-11-09 12:05 | required | required | required
Pressure storage vessel | vsoni@calfordseaden.com | 2020-11-09 12:05 | Pressure storage vessel | DefaultSpace | Pressure storage vessel |  |  |  | required | 2020-11-09 12:05 | 2020-11-09 12:05 | required | required | required
Pump product | vsoni@calfordseaden.com | 2020-11-09 12:05 | Pump product | DefaultSpace | Pump product |  |  |  | required | 2020-11-09 12:05 | 2020-11-09 12:05 | required | required | required
Push-button lock | vsoni@calfordseaden.com | 2020-11-09 12:05 | Push-button lock | DefaultSpace | Push-button lock |  |  |  | required | 2020-11-09 12:05 | 2020-11-09 12:05 | required | required | required
Push-button switch | vsoni@calfordseaden.com | 2020-11-09 12:05 | Push-button switch | DefaultSpace | Push-button switch |  |  |  | required | 2020-11-09 12:05 | 2020-11-09 12:05 | required | required | required
Radiator | vsoni@calfordseaden.com | 2020-11-09 12:05 | Radiator | DefaultSpace | Radiator |  |  |  | required | 2020-11-09 12:05 | 2020-11-09 12:05 | required | required | required
Rail supports or fixing | vsoni@calfordseaden.com | 2020-11-09 12:05 | Rail supports or fixing | DefaultSpace | Rail supports or fixing |  |  |  | required | 2020-11-09 12:05 | 2020-11-09 12:05 | required | required | required
Request-to-exit button | vsoni@calfordseaden.com | 2020-11-09 12:05 | Request-to-exit button | DefaultSpace | Request-to-exit button |  |  |  | required | 2020-11-09 12:05 | 2020-11-09 12:05 | required | required | required
Roller shutter | vsoni@calfordseaden.com | 2020-11-09 12:05 | Roller shutter | DefaultSpace | Roller shutter |  |  |  | required | 2020-11-09 12:05 | 2020-11-09 12:05 | required | required | required
Roof anchor for solar module | vsoni@calfordseaden.com | 2020-11-09 12:05 | Roof anchor for solar module | DefaultSpace | Roof anchor for solar module |  |  |  | required | 2020-11-09 12:05 | 2020-11-09 12:05 | required | required | required
Roofing or cladding unit | vsoni@calfordseaden.com | 2020-11-09 12:05 | Roofing or cladding unit | DefaultSpace | Roofing or cladding unit |  |  |  | required | 2020-11-09 12:05 | 2020-11-09 12:05 | required | required | required
Roofing, tanking or flooring mastic asphalt (MA) | vsoni@calfordseaden.com | 2020-11-09 12:05 | Roofing, tanking or flooring mastic asphalt (MA) | DefaultSpace | Roofing, tanking or flooring mastic asphalt (MA) |  |  |  | required | 2020-11-09 12:05 | 2020-11-09 12:05 | required | required | required
Room Air Conditioning Unit | vsoni@calfordseaden.com | 2020-11-09 12:05 | Room Air Conditioning Unit | DefaultSpace | Room Air Conditioning Unit |  |  |  | required | 2020-11-09 12:05 | 2020-11-09 12:05 | required | required | required
Router | vsoni@calfordseaden.com | 2020-11-09 12:05 | Router | DefaultSpace | Router |  |  |  | required | 2020-11-09 12:05 | 2020-11-09 12:05 | required | required | required
Safes or security cabinet | vsoni@calfordseaden.com | 2020-11-09 12:05 | Safes or security cabinet | DefaultSpace | Safes or security cabinet |  |  |  | required | 2020-11-09 12:05 | 2020-11-09 12:05 | required | required | required
Sanitary fitting or accessory | vsoni@calfordseaden.com | 2020-11-09 12:05 | Sanitary fitting or accessory | DefaultSpace | Sanitary fitting or accessory |  |  |  | required | 2020-11-09 12:05 | 2020-11-09 12:05 | required | required | required
Screed flooring | vsoni@calfordseaden.com | 2020-11-09 12:05 | Screed flooring | DefaultSpace | Screed flooring |  |  |  | required | 2020-11-09 12:05 | 2020-11-09 12:05 | required | required | required
Self-contained emergency luminaire | vsoni@calfordseaden.com | 2020-11-09 12:05 | Self-contained emergency luminaire | DefaultSpace | Self-contained emergency luminaire |  |  |  | required | 2020-11-09 12:05 | 2020-11-09 12:05 | required | required | required
Server | vsoni@calfordseaden.com | 2020-11-09 12:05 | Server | DefaultSpace | Server |  |  |  | required | 2020-11-09 12:05 | 2020-11-09 12:05 | required | required | required
Shaft-lining product | vsoni@calfordseaden.com | 2020-11-09 12:05 | Shaft-lining product | DefaultSpace | Shaft-lining product |  |  |  | required | 2020-11-09 12:05 | 2020-11-09 12:05 | required | required | required
Shelter structure | vsoni@calfordseaden.com | 2020-11-09 12:05 | Shelter structure | DefaultSpace | Shelter structure |  |  |  | required | 2020-11-09 12:05 | 2020-11-09 12:05 | required | required | required
Shower thermostatic valve | vsoni@calfordseaden.com | 2020-11-09 12:05 | Shower thermostatic valve | DefaultSpace | Shower thermostatic valve |  |  |  | required | 2020-11-09 12:05 | 2020-11-09 12:05 | required | required | required
Shower thermostatic water supply set | vsoni@calfordseaden.com | 2020-11-09 12:05 | Shower thermostatic water supply set | DefaultSpace | Shower thermostatic water supply set |  |  |  | required | 2020-11-09 12:05 | 2020-11-09 12:05 | required | required | required
Shower tray | vsoni@calfordseaden.com | 2020-11-09 12:05 | Shower tray | DefaultSpace | Shower tray |  |  |  | required | 2020-11-09 12:05 | 2020-11-09 12:05 | required | required | required
Signage product | vsoni@calfordseaden.com | 2020-11-09 12:05 | Signage product | DefaultSpace | Signage product |  |  |  | required | 2020-11-09 12:05 | 2020-11-09 12:05 | required | required | required
Single feed indirect hot water storage cylinder | vsoni@calfordseaden.com | 2020-11-09 12:05 | Single feed indirect hot water storage cylinder | DefaultSpace | Single feed indirect hot water storage cylinder |  |  |  | required | 2020-11-09 12:05 | 2020-11-09 12:05 | required | required | required
Sink | vsoni@calfordseaden.com | 2020-11-09 12:05 | Sink | DefaultSpace | Sink |  |  |  | required | 2020-11-09 12:05 | 2020-11-09 12:05 | required | required | required
Sliding ladder | vsoni@calfordseaden.com | 2020-11-09 12:05 | Sliding ladder | DefaultSpace | Sliding ladder |  |  |  | required | 2020-11-09 12:05 | 2020-11-09 12:05 | required | required | required
Smoke damper | vsoni@calfordseaden.com | 2020-11-09 12:05 | Smoke damper | DefaultSpace | Smoke damper |  |  |  | required | 2020-11-09 12:05 | 2020-11-09 12:05 | required | required | required
Smoke extract fan | vsoni@calfordseaden.com | 2020-11-09 12:05 | Smoke extract fan | DefaultSpace | Smoke extract fan |  |  |  | required | 2020-11-09 12:05 | 2020-11-09 12:05 | required | required | required
Smoke extract or control system | vsoni@calfordseaden.com | 2020-11-09 12:05 | Smoke extract or control system | DefaultSpace | Smoke extract or control system |  |  |  | required | 2020-11-09 12:05 | 2020-11-09 12:05 | required | required | required
Smoke or carbon monoxide multi-sensor detector | vsoni@calfordseaden.com | 2020-11-09 12:05 | Smoke or carbon monoxide multi-sensor detector | DefaultSpace | Smoke or carbon monoxide multi-sensor detector |  |  |  | required | 2020-11-09 12:05 | 2020-11-09 12:05 | required | required | required
Smoke or fire barrier | vsoni@calfordseaden.com | 2020-11-09 12:05 | Smoke or fire barrier | DefaultSpace | Smoke or fire barrier |  |  |  | required | 2020-11-09 12:05 | 2020-11-09 12:05 | required | required | required
Smoke or fire cavity barrier | vsoni@calfordseaden.com | 2020-11-09 12:05 | Smoke or fire cavity barrier | DefaultSpace | Smoke or fire cavity barrier |  |  |  | required | 2020-11-09 12:05 | 2020-11-09 12:05 | required | required | required
Smoke or fire-stopping | vsoni@calfordseaden.com | 2020-11-09 12:05 | Smoke or fire-stopping | DefaultSpace | Smoke or fire-stopping |  |  |  | required | 2020-11-09 12:05 | 2020-11-09 12:05 | required | required | required
Smoke or heat exhaust control panel | vsoni@calfordseaden.com | 2020-11-09 12:05 | Smoke or heat exhaust control panel | DefaultSpace | Smoke or heat exhaust control panel |  |  |  | required | 2020-11-09 12:05 | 2020-11-09 12:05 | required | required | required
Smoke or heat exhaust ventilation system | vsoni@calfordseaden.com | 2020-11-09 12:05 | Smoke or heat exhaust ventilation system | DefaultSpace | Smoke or heat exhaust ventilation system |  |  |  | required | 2020-11-09 12:05 | 2020-11-09 12:05 | required | required | required
Smoke or heat multi-sensor detector | vsoni@calfordseaden.com | 2020-11-09 12:05 | Smoke or heat multi-sensor detector | DefaultSpace | Smoke or heat multi-sensor detector |  |  |  | required | 2020-11-09 12:05 | 2020-11-09 12:05 | required | required | required
Soffit grille | vsoni@calfordseaden.com | 2020-11-09 12:05 | Soffit grille | DefaultSpace | Soffit grille |  |  |  | required | 2020-11-09 12:05 | 2020-11-09 12:05 | required | required | required
Solar module roof anchor | vsoni@calfordseaden.com | 2020-11-09 12:05 | Solar module roof anchor | DefaultSpace | Solar module roof anchor |  |  |  | required | 2020-11-09 12:05 | 2020-11-09 12:05 | required | required | required
Solid fuel cast iron boiler | vsoni@calfordseaden.com | 2020-11-09 12:05 | Solid fuel cast iron boiler | DefaultSpace | Solid fuel cast iron boiler |  |  |  | required | 2020-11-09 12:05 | 2020-11-09 12:05 | required | required | required
Solid fuel steel shell boiler | vsoni@calfordseaden.com | 2020-11-09 12:05 | Solid fuel steel shell boiler | DefaultSpace | Solid fuel steel shell boiler |  |  |  | required | 2020-11-09 12:05 | 2020-11-09 12:05 | required | required | required
Sprinkler head | vsoni@calfordseaden.com | 2020-11-09 12:05 | Sprinkler head | DefaultSpace | Sprinkler head |  |  |  | required | 2020-11-09 12:05 | 2020-11-09 12:05 | required | required | required
Sprinkler system alarm valve | vsoni@calfordseaden.com | 2020-11-09 12:05 | Sprinkler system alarm valve | DefaultSpace | Sprinkler system alarm valve |  |  |  | required | 2020-11-09 12:05 | 2020-11-09 12:05 | required | required | required
Stainless steel fascia | vsoni@calfordseaden.com | 2020-11-09 12:05 | Stainless steel fascia | DefaultSpace | Stainless steel fascia |  |  |  | required | 2020-11-09 12:05 | 2020-11-09 12:05 | required | required | required
Stair or ladder unit | vsoni@calfordseaden.com | 2020-11-09 12:05 | Stair or ladder unit | DefaultSpace | Stair or ladder unit |  |  |  | required | 2020-11-09 12:05 | 2020-11-09 12:05 | required | required | required
Steam to water non-storage calorifier | vsoni@calfordseaden.com | 2020-11-09 12:05 | Steam to water non-storage calorifier | DefaultSpace | Steam to water non-storage calorifier |  |  |  | required | 2020-11-09 12:05 | 2020-11-09 12:05 | required | required | required
Step lift | vsoni@calfordseaden.com | 2020-11-09 12:05 | Step lift | DefaultSpace | Step lift |  |  |  | required | 2020-11-09 12:05 | 2020-11-09 12:05 | required | required | required
Stop gate | vsoni@calfordseaden.com | 2020-11-09 12:05 | Stop gate | DefaultSpace | Stop gate |  |  |  | required | 2020-11-09 12:05 | 2020-11-09 12:05 | required | required | required
Storage calorifier | vsoni@calfordseaden.com | 2020-11-09 12:05 | Storage calorifier | DefaultSpace | Storage calorifier |  |  |  | required | 2020-11-09 12:05 | 2020-11-09 12:05 | required | required | required
Structural roofing unit | vsoni@calfordseaden.com | 2020-11-09 12:05 | Structural roofing unit | DefaultSpace | Structural roofing unit |  |  |  | required | 2020-11-09 12:05 | 2020-11-09 12:05 | required | required | required
Structure or general product | vsoni@calfordseaden.com | 2020-11-09 12:05 | Structure or general product | DefaultSpace | Structure or general product |  |  |  | required | 2020-11-09 12:05 | 2020-11-09 12:05 | required | required | required
Surveillance camera, monitor or ancillary | vsoni@calfordseaden.com | 2020-11-09 12:05 | Surveillance camera, monitor or ancillary | DefaultSpace | Surveillance camera, monitor or ancillary |  |  |  | required | 2020-11-09 12:05 | 2020-11-09 12:05 | required | required | required
Telecoms equipment | vsoni@calfordseaden.com | 2020-11-09 12:05 | Telecoms equipment | DefaultSpace | Telecoms equipment |  |  |  | required | 2020-11-09 12:05 | 2020-11-09 12:05 | required | required | required
Temperature or pressure control steam valve | vsoni@calfordseaden.com | 2020-11-09 12:05 | Temperature or pressure control steam valve | DefaultSpace | Temperature or pressure control steam valve |  |  |  | required | 2020-11-09 12:05 | 2020-11-09 12:05 | required | required | required
Thermoplastic road marking | vsoni@calfordseaden.com | 2020-11-09 12:05 | Thermoplastic road marking | DefaultSpace | Thermoplastic road marking |  |  |  | required | 2020-11-09 12:05 | 2020-11-09 12:05 | required | required | required
Tree | vsoni@calfordseaden.com | 2020-11-09 12:05 | Tree | DefaultSpace | Tree |  |  |  | required | 2020-11-09 12:05 | 2020-11-09 12:05 | required | required | required
Unit roofing fitting | vsoni@calfordseaden.com | 2020-11-09 12:05 | Unit roofing fitting | DefaultSpace | Unit roofing fitting |  |  |  | required | 2020-11-09 12:05 | 2020-11-09 12:05 | required | required | required
Unplasticized polyvinyl chloride (PVC-U) downpipe bracket | vsoni@calfordseaden.com | 2020-11-09 12:05 | Unplasticized polyvinyl chloride (PVC-U) downpipe bracket | DefaultSpace | Unplasticized polyvinyl chloride (PVC-U) downpipe bracket |  |  |  | required | 2020-11-09 12:05 | 2020-11-09 12:05 | required | required | required
Vehicle ramp | vsoni@calfordseaden.com | 2020-11-09 12:05 | Vehicle ramp | DefaultSpace | Vehicle ramp |  |  |  | required | 2020-11-09 12:05 | 2020-11-09 12:05 | required | required | required
Ventilation duct | vsoni@calfordseaden.com | 2020-11-09 12:05 | Ventilation duct | DefaultSpace | Ventilation duct |  |  |  | required | 2020-11-09 12:05 | 2020-11-09 12:05 | required | required | required
Ventilation grating | vsoni@calfordseaden.com | 2020-11-09 12:05 | Ventilation grating | DefaultSpace | Ventilation grating |  |  |  | required | 2020-11-09 12:05 | 2020-11-09 12:05 | required | required | required
Ventilation grille | vsoni@calfordseaden.com | 2020-11-09 12:05 | Ventilation grille | DefaultSpace | Ventilation grille |  |  |  | required | 2020-11-09 12:05 | 2020-11-09 12:05 | required | required | required
Ventilation hoods or extract point | vsoni@calfordseaden.com | 2020-11-09 12:05 | Ventilation hoods or extract point | DefaultSpace | Ventilation hoods or extract point |  |  |  | required | 2020-11-09 12:05 | 2020-11-09 12:05 | required | required | required
Vertical active fire curtain barrier | vsoni@calfordseaden.com | 2020-11-09 12:05 | Vertical active fire curtain barrier | DefaultSpace | Vertical active fire curtain barrier |  |  |  | required | 2020-11-09 12:05 | 2020-11-09 12:05 | required | required | required
Vertical axis wind turbine (VAWT) | vsoni@calfordseaden.com | 2020-11-09 12:05 | Vertical axis wind turbine (VAWT) | DefaultSpace | Vertical axis wind turbine (VAWT) |  |  |  | required | 2020-11-09 12:05 | 2020-11-09 12:05 | required | required | required
Voice alarm control panel | vsoni@calfordseaden.com | 2020-11-09 12:05 | Voice alarm control panel | DefaultSpace | Voice alarm control panel |  |  |  | required | 2020-11-09 12:05 | 2020-11-09 12:05 | required | required | required
Volute casing dry well centrifugal sewage or sludge pump | vsoni@calfordseaden.com | 2020-11-09 12:05 | Volute casing dry well centrifugal sewage or sludge pump | DefaultSpace | Volute casing dry well centrifugal sewage or sludge pump |  |  |  | required | 2020-11-09 12:05 | 2020-11-09 12:05 | required | required | required
Wardrobe | vsoni@calfordseaden.com | 2020-11-09 12:05 | Wardrobe | DefaultSpace | Wardrobe |  |  |  | required | 2020-11-09 12:05 | 2020-11-09 12:05 | required | required | required
Washbasin, sink or trough | vsoni@calfordseaden.com | 2020-11-09 12:05 | Washbasin, sink or trough | DefaultSpace | Washbasins, sinks or trough |  |  |  | required | 2020-11-09 12:05 | 2020-11-09 12:05 | required | required | required
Washer dryer | vsoni@calfordseaden.com | 2020-11-09 12:05 | Washer dryer | DefaultSpace | Washer dryer |  |  |  | required | 2020-11-09 12:05 | 2020-11-09 12:05 | required | required | required
Water fire extinguisher | vsoni@calfordseaden.com | 2020-11-09 12:05 | Water fire extinguisher | DefaultSpace | Water fire extinguisher |  |  |  | required | 2020-11-09 12:05 | 2020-11-09 12:05 | required | required | required
Water meter | vsoni@calfordseaden.com | 2020-11-09 12:05 | Water meter | DefaultSpace | Water meter |  |  |  | required | 2020-11-09 12:05 | 2020-11-09 12:05 | required | required | required
Water tanks or cistern | vsoni@calfordseaden.com | 2020-11-09 12:05 | Water tanks or cistern | DefaultSpace | Water tanks or cistern |  |  |  | required | 2020-11-09 12:05 | 2020-11-09 12:05 | required | required | required
Waterproofing or tanking system | vsoni@calfordseaden.com | 2020-11-09 12:05 | Waterproofing or tanking system | DefaultSpace | Waterproofing or tanking system |  |  |  | required | 2020-11-09 12:05 | 2020-11-09 12:05 | required | required | required
Wet chemical fire extinguisher | vsoni@calfordseaden.com | 2020-11-09 12:05 | Wet chemical fire extinguisher | DefaultSpace | Wet chemical fire extinguisher |  |  |  | required | 2020-11-09 12:05 | 2020-11-09 12:05 | required | required | required
Wet riser landing valve | vsoni@calfordseaden.com | 2020-11-09 12:05 | Wet riser landing valve | DefaultSpace | Wet riser landing valve |  |  |  | required | 2020-11-09 12:05 | 2020-11-09 12:05 | required | required | required
Wheelchair ramp | vsoni@calfordseaden.com | 2020-11-09 12:05 | Wheelchair ramp | DefaultSpace | Wheelchair ramp |  |  |  | required | 2020-11-09 12:05 | 2020-11-09 12:05 | required | required | required
Window restrictor stay | vsoni@calfordseaden.com | 2020-11-09 12:05 | Window restrictor stay | DefaultSpace | Window restrictor stay |  |  |  | required | 2020-11-09 12:05 | 2020-11-09 12:05 | required | required | required
Window unit | vsoni@calfordseaden.com | 2020-11-09 12:05 | Window unit | DefaultSpace | Window unit |  |  |  | required | 2020-11-09 12:05 | 2020-11-09 12:05 | required | required | required
Wood architrave | vsoni@calfordseaden.com | 2020-11-09 12:05 | Wood architrave | DefaultSpace | Wood architrave |  |  |  | required | 2020-11-09 12:05 | 2020-11-09 12:05 | required | required | required
+

## System
Name | CreatedBy | CreatedOn | Category | ComponentNames | ExtSystem | ExtObject | ExtIdentifier | Description
Access | nn@aec3.com | 2020-11-09 12:05 | EF_75_40 : Security
Access control system | nn@aec3.com | 2020-11-09 12:05 | EF_75_40 : Security |  |  |  |  | Access control system
Aerial/Satellite | nn@aec3.com | 2020-11-09 12:05 | EF_75_10 : Communication
Aids & Adaption | nn@aec3.com | 2020-11-09 12:05 | EF_40_40 : Equipment
Balustrade and handrail system | nn@aec3.com | 2020-11-09 12:05 | EF_35_10 : Stairs |  |  |  |  | Balustrade and handrail system
Below-ground pumped drainage system | nn@aec3.com | 2020-11-09 12:05 | EF_50_35 : Below-ground drainage collection |  |  |  |  | Below-ground pumped drainage system
Building monitoring and management system | nn@aec3.com | 2020-11-09 12:05 | EF_75_70 : Control and management |  |  |  |  | Building monitoring and management system
Canopy system | nn@aec3.com | 2020-11-09 12:05 | EF_30 : Roofs, floor and paving elements |  |  |  |  | Canopy system
Ceiling and soffit covering and finishing system | nn@aec3.com | 2020-11-09 12:05 | EF_30_25 : Ceilings and soffits |  |  |  |  | Ceiling and soffit covering and finishing system
DefaultSystem | nn@aec3.com | 2020-11-09 12:05 | EF : Element or function | DefaultComponent |  |  |  | DefaultSystem
District heating system | nn@aec3.com | 2020-11-09 12:05 | EF_60 : Heating cooling and refrigeration functions |  |  |  |  | District heating system
Dry riser system | nn@aec3.com | 2020-11-09 12:05 | EF_55_30 : Fire extinguishing supply |  |  |  |  | Dry riser system
Electric vehicle charging points | nn@aec3.com | 2020-11-09 12:05 | EF_70 : Electrical power and lighting functions |  |  |  |  | Electric vehicle charging points
Electric vehicle charging system | nn@aec3.com | 2020-11-09 12:05 | EF_70 : Electrical power and lighting functions |  |  |  |  | Electric vehicle charging system
Electrical system | nn@aec3.com | 2020-11-09 12:05 | EF_70 : Electrical power and lighting functions |  |  |  |  | Electrical system
Electrical-Lighting | nn@aec3.com | 2020-11-09 12:05 | EF_70_80 : Lighting
Electrical-Power | nn@aec3.com | 2020-11-09 12:05 | EF_70_30 : Electricity distribution and transmission
Electricity metering system | nn@aec3.com | 2020-11-09 12:05 | EF_75_10 : Communication |  |  |  |  | Electricity metering system
Extensive green roof system | nn@aec3.com | 2020-11-09 12:05 | EF_30_10 : Roofs |  |  |  |  | Extensive green roof system
Fabric | nn@aec3.com | 2020-11-09 12:05 | EF_25 : Wall and barrier elements
Finishes-Ceilings | nn@aec3.com | 2020-11-09 12:05 | EF_30_25 : Ceilings and soffits
Finishes-Floors | nn@aec3.com | 2020-11-09 12:05 | EF_30_20 : Floors
Finishes-Walls | nn@aec3.com | 2020-11-09 12:05 | EF_25_10 : Walls
Fire | nn@aec3.com | 2020-11-09 12:05 | EF_75_50 : Safety and protection
Fire detection and alarm system | nn@aec3.com | 2020-11-09 12:05 | EF_75_50 : Safety and protection |  |  |  |  | Fire detection and alarm system
Floor covering and finishing system | nn@aec3.com | 2020-11-09 12:05 | EF_30_20 : Floors |  |  |  |  | Floor covering and finishing system
Garage door hardware system | nn@aec3.com | 2020-11-09 12:05 | EF_25_55 : Barriers |  |  |  |  | Garage door hardware system
Gate and access control system | nn@aec3.com | 2020-11-09 12:05 | EF_25_55 : Barriers |  |  |  |  | Gate and access control system
Ground source heat pump system | nn@aec3.com | 2020-11-09 12:05 | EF_60 : Heating cooling and refrigeration functions |  |  |  |  | Ground source heat pump system
Heat pump system | nn@aec3.com | 2020-11-09 12:05 | EF_60 : Heating cooling and refrigeration functions |  |  |  |  | Heat pump system
Heating system | nn@aec3.com | 2020-11-09 12:05 | EF_60 : Heating cooling and refrigeration functions |  |  |  |  | Heating system
Intensive green roof system | nn@aec3.com | 2020-11-09 12:05 | EF_30_10 : Roofs |  |  |  |  | Intensive green roof system
Lift system | nn@aec3.com | 2020-11-09 12:05 | EF_80_50 : Lifts |  |  |  |  | Lift system
Lighting system | nn@aec3.com | 2020-11-09 12:05 | EF_70_80 : Lighting | External lighting system |  |  |  | Lighting system
Lightning protection systems | nn@aec3.com | 2020-11-09 12:05 | EF_75_50 : Safety and protection
Living space FF&E system | nn@aec3.com | 2020-11-09 12:05 | EF_40 : Signage, fittings, furnishings and equipment |  |  |  |  | Living space FF&E system
Mechanical-Fire | nn@aec3.com | 2020-11-09 12:05 | EF_75_50 : Safety and protection
Mechanical-Heating | nn@aec3.com | 2020-11-09 12:05 | EF_60_40 : Space heating and cooling
Mechanical-Power | nn@aec3.com | 2020-11-09 12:05 | EF_70 : Electrical power and lighting functions
Mechanical-Reclamation | nn@aec3.com | 2020-11-09 12:05 | EF_55_15 : Water extraction and treatment
Mechanical-transportation | nn@aec3.com | 2020-11-09 12:05 | EF_80 : Transport functions
Mechanical-Water | nn@aec3.com | 2020-11-09 12:05 | EF_55 : Piped supply functions
Passenger and goods lift system | nn@aec3.com | 2020-11-09 12:05 | EF_80_50 : Lifts |  |  |  |  | Passenger and goods lift system
Plant | nn@aec3.com | 2020-11-09 12:05 | EF_60 : Heating, cooling and refrigeration functions
Protection system | nn@aec3.com | 2020-11-09 12:05 | EF_75_50 : Safety and protection |  |  |  |  | Protection system
Roller shutter doorset system | nn@aec3.com | 2020-11-09 12:05 | EF_25_55 : Barriers |  |  |  |  | Roller shutter doorset system
Roof and balcony covering and finish system | nn@aec3.com | 2020-11-09 12:05 | EF_30_10 : Roofs |  |  |  |  | Roof and balcony covering and finish system
Roofs, floor and paving elements | nn@aec3.com | 2020-11-09 12:05 | EF_30 : Roofs, floor and paving elements |  |  |  |  | Roofs, floor and paving elements
Sanitary appliance system | nn@aec3.com | 2020-11-09 12:05 | EF_50_30 : Above-ground drainage collection |  |  |  |  | Sanitary appliance system
Sanitaryware | nn@aec3.com | 2020-11-09 12:05 | EF_50_60 : Wet waste treatment and disposal
Security (CCTV) | nn@aec3.com | 2020-11-09 12:05 | EF_75_50 : Safety and protection
Semi-intensive green roof system | nn@aec3.com | 2020-11-09 12:05 | EF_30_10 : Roofs |  |  |  |  | Semi-intensive green roof system
Smoke extract and control system | nn@aec3.com | 2020-11-09 12:05 | EF_65_40_80 : Smoke extract and control systems |  |  |  |  | Smoke extract and control system
Sprinkler system | nn@aec3.com | 2020-11-09 12:05 | EF_55_30 : Fire extinguishing supply |  |  |  |  | Sprinkler system
Structural framing system | nn@aec3.com | 2020-11-09 12:05 | EF_20_10_30 : Framed structures |  |  |  |  | Structural framing system
Subsoil drainage pipe drain system | nn@aec3.com | 2020-11-09 12:05 | EF_50_35 : Below-ground drainage collection |  |  |  |  | Subsoil drainage pipe drain system
Surveillance CCTV system | nn@aec3.com | 2020-11-09 12:05 | EF_75_40 : Security |  |  |  |  | Surveillance CCTV system
Telecommunications system | nn@aec3.com | 2020-11-09 12:05 | EF_75_10 : Communication |  |  |  |  | Telecommunications system
Wall and barrier system | nn@aec3.com | 2020-11-09 12:05 | EF_25 : Wall and barrier elements |  |  |  |  | Wall and barrier system
Wall covering and finish system | nn@aec3.com | 2020-11-09 12:05 | EF_25_10 : Walls |  |  |  |  | Wall covering and finish system
Water distribution and supply system | nn@aec3.com | 2020-11-09 12:05 | EF_55_70 : Water supply |  |  |  |  | Water distribution and supply system
Water firefighting system | nn@aec3.com | 2020-11-09 12:05 | EF_55_30 : Fire extinguishing supply |  |  |  |  | Water firefighting system
Water reclamation system | nn@aec3.com | 2020-11-09 12:05 | EF_50_20 : Wet waste collection |  |  |  |  | Water reclamation system
White Goods | nn@aec3.com | 2020-11-09 12:05 | EF_40_40 : Equipment

## Assembly
Name | CreatedBy | CreatedOn | AssemblyType | SheetName | ParentName | ChildNames | ExtSystem | ExtObject | ExtIdentifier | Description
DefaultAssembly | vsoni@calfordseaden.com | 2020-11-09 12:05 | assembly | Component | DefaultComponent | Handrail

## Connection
Name | CreatedBy | CreatedOn | ConnectionType | SheetName | RowName1 | RowName2 | RealizingElement | PortName1 | PortName2 | ExtSystem | ExtObject | ExtIdentifier | Description
DefaultConnection | vsoni@calfordseaden.com | 2020-11-09 12:05 | Control | Component | Boiler | Bath | n/a | n/a | n/a

## Spare
Name | CreatedBy | CreatedOn | Category | TypeName | Suppliers | ExtSystem | ExtObject | ExtIdentifier | Description | SetNumber | PartNumber
Ground source heat pump spare seal | vsoni@calfordseaden.com | 2020-11-09 12:05 | Spare | Ground source heat pump | DefaultContact@DefaultCompany.com |  |  |  | Ground source heat pump spare seal | required | required
Sprinkler head_Spare | vsoni@calfordseaden.com | 2020-11-09 12:05 | Spare | Sprinkler head | DefaultContact@DefaultCompany.com |  |  |  | Sprinkler head_Spare | required | required
Step lift_Spare | vsoni@calfordseaden.com | 2020-11-09 12:05 | Spare | Step lift | DefaultContact@DefaultCompany.com |  |  |  | Step lift_Spare | required | required
Boiler_Spare | vsoni@calfordseaden.com | 2020-11-09 12:05 | Spare | Boiler | DefaultContact@DefaultCompany.com |  |  |  | Boiler_Spare | required | required
Emergency luminaire_Spare | vsoni@calfordseaden.com | 2020-11-09 12:05 | Spare | Emergency luminaire | DefaultContact@DefaultCompany.com |  |  |  | Emergency luminaire_Spare | required | required
DefaultSpare | vsoni@calfordseaden.com | 2020-11-09 12:05 | Spare | DefaultType | DefaultContact@DefaultCompany.com |  |  |  | DefaultSpare | required | required

## Resource
Name | CreatedBy | CreatedOn | Category | ExtSystem | ExtObject | ExtIdentifier | Description
DefaultResource | vsoni@calfordseaden.com | 2020-11-09 12:05 | required

## Job
Name | CreatedBy | CreatedOn | Category | Status | TypeName | Description | Duration | DurationUnit | Start | TaskStartUnit | Frequency | FrequencyUnit | ExtSystem | ExtObject | ExtIdentifier | TaskNumber | Priors | ResourceNames
Abseil Fixings PM | vsoni@calfordseaden.com | 2020-11-09 12:05 | PM |  | Abseil Fixing | Abseil Fixings PM | required | required | required | required | required | required | [5 empty] | DefaultResource
Aerial/Satellite Dish PM | vsoni@calfordseaden.com | 2020-11-09 12:05 | PM |  | Aerial/Satellite Dish | Aerial/Satellite Dish PM | required | required | required | required | required | required | [5 empty] | DefaultResource
Air Handling Units PM | vsoni@calfordseaden.com | 2020-11-09 12:05 | PM |  | Air Handling Unit | Air Handling Units PM | required | required | required | required | required | required | [5 empty] | DefaultResource
Air source heat pumps PM | vsoni@calfordseaden.com | 2020-11-09 12:05 | PM |  | Air source heat pump | Air source heat pumps PM | required | required | required | required | required | required | [5 empty] | DefaultResource
Aircraft Warning Light PM | vsoni@calfordseaden.com | 2020-11-09 12:05 | PM |  | Aircraft Warning Light | Aircraft Warning Light PM | required | required | required | required | required | required | [5 empty] | DefaultResource
Alarm Panel PM | vsoni@calfordseaden.com | 2020-11-09 12:05 | PM |  | Alarm Panel | Alarm Panel PM | required | required | required | required | required | required | [5 empty] | DefaultResource
Alarm Sounder PM | vsoni@calfordseaden.com | 2020-11-09 12:05 | PM |  | Alarm Sounder | Alarm Sounder PM | required | required | required | required | required | required | [5 empty] | DefaultResource
Antenna PM | vsoni@calfordseaden.com | 2020-11-09 12:05 | PM |  | Antenna | Antenna PM | required | required | required | required | required | required | [5 empty] | DefaultResource
AOV Override Switch PM | vsoni@calfordseaden.com | 2020-11-09 12:05 | PM |  | AOV Override Switch | AOV Override Switch PM | required | required | required | required | required | required | [5 empty] | DefaultResource
AOV Override Point PM | vsoni@calfordseaden.com | 2020-11-09 12:05 | PM |  | AOV Override Point | AOV Override Point PM | required | required | required | required | required | required | [5 empty] | DefaultResource
Appliance PM | vsoni@calfordseaden.com | 2020-11-09 12:05 | PM |  | Appliance | Appliance PM | required | required | required | required | required | required | [5 empty] | DefaultResource
Architrave PM | vsoni@calfordseaden.com | 2020-11-09 12:05 | PM |  | Architrave | Architrave PM | required | required | required | required | required | required | [5 empty] | DefaultResource
Art Scuplture PM | vsoni@calfordseaden.com | 2020-11-09 12:05 | PM |  | Art Scuplture | Art Scuplture PM | required | required | required | required | required | required | [5 empty] | DefaultResource
Asbestos PM | vsoni@calfordseaden.com | 2020-11-09 12:05 | PM |  | Asbestos | Asbestos PM | required | required | required | required | required | required | [5 empty] | DefaultResource
Attenuation Tanks PM | vsoni@calfordseaden.com | 2020-11-09 12:05 | PM |  | Attenuation Tank | Attenuation Tanks PM | required | required | required | required | required | required | [5 empty] | DefaultResource
Automatic Door PM | vsoni@calfordseaden.com | 2020-11-09 12:05 | PM |  | Automatic Door | Automatic Door PM | required | required | required | required | required | required | [5 empty] | DefaultResource
Automatic Opening Vent (AOV) PM | vsoni@calfordseaden.com | 2020-11-09 12:05 | PM |  | Automatic Opening Vent (AOV) | Automatic Opening Vent (AOV) PM | required | required | required | required | required | required | [5 empty] | DefaultResource
Balcony Balustrade PM | vsoni@calfordseaden.com | 2020-11-09 12:05 | PM |  | Balcony Balustrade | Balcony Balustrade PM | required | required | required | required | required | required | [5 empty] | DefaultResource
Balcony Cladding PM | vsoni@calfordseaden.com | 2020-11-09 12:05 | PM |  | Balcony Cladding | Balcony Cladding PM | required | required | required | required | required | required | [5 empty] | DefaultResource
Balcony connection anchors PM | vsoni@calfordseaden.com | 2020-11-09 12:05 | PM |  | Balcony connection anchor | Balcony connection anchors PM | required | required | required | required | required | required | [5 empty] | DefaultResource
Balcony PM | vsoni@calfordseaden.com | 2020-11-09 12:05 | PM |  | Balcony | Balcony PM | required | required | required | required | required | required | [5 empty] | DefaultResource
Bargeboard PM | vsoni@calfordseaden.com | 2020-11-09 12:05 | PM |  | Bargeboard | Bargeboard PM | required | required | required | required | required | required | [5 empty] | DefaultResource
Barrier PM | vsoni@calfordseaden.com | 2020-11-09 12:05 | PM |  | Barrier | Barrier PM | required | required | required | required | required | required | [5 empty] | DefaultResource
Bath tub PM | vsoni@calfordseaden.com | 2020-11-09 12:05 | PM |  | Bath tub | Bath tub PM | required | required | required | required | required | required | [5 empty] | DefaultResource
BMS PM | vsoni@calfordseaden.com | 2020-11-09 12:05 | PM |  | BMS | BMS PM | required | required | required | required | required | required | [5 empty] | DefaultResource
Boiler Flue PM | vsoni@calfordseaden.com | 2020-11-09 12:05 | PM |  | Boiler Flue | Boiler Flue PM | required | required | required | required | required | required | [5 empty] | DefaultResource
Boiler PM | vsoni@calfordseaden.com | 2020-11-09 12:05 | PM |  | Boiler | Boiler PM | required | required | required | required | required | required | [5 empty] | DefaultResource
Boundary PM | vsoni@calfordseaden.com | 2020-11-09 12:05 | PM |  | Boundary | Boundary PM | required | required | required | required | required | required | [5 empty] | DefaultResource
Brassware PM | vsoni@calfordseaden.com | 2020-11-09 12:05 | PM |  | Brassware | Brassware PM | required | required | required | required | required | required | [5 empty] | DefaultResource
Buggy Store PM | vsoni@calfordseaden.com | 2020-11-09 12:05 | PM |  | Buggy Store | Buggy Store PM | required | required | required | required | required | required | [5 empty] | DefaultResource
Building Management System (BMS) Panel PM | vsoni@calfordseaden.com | 2020-11-09 12:05 | PM |  | Building Management System (BMS) Panel | Building Management System (BMS) Panel PM | required | required | required | required | required | required | [5 empty] | DefaultResource
Building Structure PM | vsoni@calfordseaden.com | 2020-11-09 12:05 | PM |  | Building Structure | Building Structure PM | required | required | required | required | required | required | [5 empty] | DefaultResource
Built-in DRY RISER cabinet PM | vsoni@calfordseaden.com | 2020-11-09 12:05 | PM |  | Built-in DRY RISER cabinet | Built-in DRY RISER cabinet PM | required | required | required | required | required | required | [5 empty] | DefaultResource
Built-in Fan Assisted Oven (Electric) PM | vsoni@calfordseaden.com | 2020-11-09 12:05 | PM |  | Built-in Fan Assisted Oven (Electric) | Built-in Fan Assisted Oven (Electric) PM | required | required | required | required | required | required | [5 empty] | DefaultResource
Cabinets PM | vsoni@calfordseaden.com | 2020-11-09 12:05 | PM |  | Cabinet | Cabinets PM | required | required | required | required | required | year | [5 empty] | DefaultResource
Call Point PM | vsoni@calfordseaden.com | 2020-11-09 12:05 | PM |  | Call Point | Call Point PM | required | required | required | required | required | year | [5 empty] | DefaultResource
Calorifiers PM | vsoni@calfordseaden.com | 2020-11-09 12:05 | PM |  | Calorifier | Calorifiers PM | required | required | required | required | required | year | [5 empty] | DefaultResource
Canopy PM | vsoni@calfordseaden.com | 2020-11-09 12:05 | PM |  | Canopy | Canopy PM | required | required | required | required | required | year | [5 empty] | DefaultResource
Carbon Dioxide Detector PM | vsoni@calfordseaden.com | 2020-11-09 12:05 | PM |  | Carbon Dioxide Detector | Carbon Dioxide Detector PM | required | required | required | required | required | year | [5 empty] | DefaultResource
Carbon dioxide fire extinguishers PM | vsoni@calfordseaden.com | 2020-11-09 12:05 | PM |  | Carbon dioxide fire extinguisher | Carbon dioxide fire extinguishers PM | required | required | required | required | required | year | [5 empty] | DefaultResource
Carbon Monoxide Detector PM | vsoni@calfordseaden.com | 2020-11-09 12:05 | PM |  | Carbon monoxide detector | Carbon Monoxide Detector (CO2) PM | required | required | required | required | required | year | [5 empty] | DefaultResource
Cavity Barrier PM | vsoni@calfordseaden.com | 2020-11-09 12:05 | PM |  | Cavity Barrier | Cavity Barrier PM | required | required | required | required | required | year | [5 empty] | DefaultResource
CCTV (hardware) PM | vsoni@calfordseaden.com | 2020-11-09 12:05 | PM |  | CCTV (hardware) | CCTV (hardware) PM | required | required | required | required | required | year | [5 empty] | DefaultResource
CCTV Functions PM | vsoni@calfordseaden.com | 2020-11-09 12:05 | PM |  | CCTV Functions | CCTV Functions PM | required | required | required | required | required | year | [5 empty] | DefaultResource
CHP PM | vsoni@calfordseaden.com | 2020-11-09 12:05 | PM |  | CHP | CHP PM | required | required | required | required | required | year | [5 empty] | DefaultResource
Cladding PM | vsoni@calfordseaden.com | 2020-11-09 12:05 | PM |  | Cladding | Cladding PM | required | required | required | required | required | year | [5 empty] | DefaultResource
Closed Circuit Television (CCTV) PM | vsoni@calfordseaden.com | 2020-11-09 12:05 | PM |  | Closed Circuit Television (CCTV) | Closed Circuit Television (CCTV) PM | required | required | required | required | required | year | [5 empty] | DefaultResource
CO Detector PM | vsoni@calfordseaden.com | 2020-11-09 12:05 | PM |  | CO Detector | CO Detector PM | required | required | required | required | required | year | [5 empty] | DefaultResource
Cold water storage tank PM | vsoni@calfordseaden.com | 2020-11-09 12:05 | PM |  | Cold water storage tank | Cold water storage tank PM | required | required | required | required | required | year | [5 empty] | DefaultResource
Combined heat and power PM | vsoni@calfordseaden.com | 2020-11-09 12:05 | PM |  | Combined heat and power | Combined heat and power PM | required | required | required | required | required | year | [5 empty] | DefaultResource
Communal District Heating PM | vsoni@calfordseaden.com | 2020-11-09 12:05 | PM |  | Communal District Heating | Communal District Heating PM | required | required | required | required | required | year | [5 empty] | DefaultResource
Control Panel PM | vsoni@calfordseaden.com | 2020-11-09 12:05 | PM |  | Control panel | Control Panel PM | required | required | required | required | required | year | [5 empty] | DefaultResource
Cooking Hob Electric Ceramic PM | vsoni@calfordseaden.com | 2020-11-09 12:05 | PM |  | Cooking Hob Electric Ceramic | Cooking Hob Electric Ceramic PM | required | required | required | required | required | year | [5 empty] | DefaultResource
Cooking Hob Electric Induction PM | vsoni@calfordseaden.com | 2020-11-09 12:05 | PM |  | Cooking Hob Electric Induction | Cooking Hob Electric Induction PM | required | required | required | required | required | year | [5 empty] | DefaultResource
Cooking Hob Electric Plate PM | vsoni@calfordseaden.com | 2020-11-09 12:05 | PM |  | Cooking Hob Electric Plate | Cooking Hob Electric Plate PM | required | required | required | required | required | year | [5 empty] | DefaultResource
Cooking Hob-Gas PM | vsoni@calfordseaden.com | 2020-11-09 12:05 | PM |  | Cooking Hob-Gas | Cooking Hob-Gas PM | required | required | required | required | required | year | [5 empty] | DefaultResource
Cupboards PM | vsoni@calfordseaden.com | 2020-11-09 12:05 | PM |  | Cupboard | Cupboards PM | required | required | required | required | required | year | [5 empty] | DefaultResource
DefaultJob PM | vsoni@calfordseaden.com | 2020-11-09 12:05 | PM |  | DefaultType | DefaultJob PM | required | required | required | required | required | year | [5 empty] | DefaultResource
Dehumidifiers PM | vsoni@calfordseaden.com | 2020-11-09 12:05 | PM |  | Dehumidifier | Dehumidifiers PM | required | required | required | required | required | year | [5 empty] | DefaultResource
Disabled Refuge Communications Control Panel PM | vsoni@calfordseaden.com | 2020-11-09 12:05 | PM |  | Disabled Refuge Communications Control Panel | Disabled Refuge Communications Control Panel PM | required | required | required | required | required | year | [5 empty] | DefaultResource
Disabled Refuge Communications Refuge Call Point | vsoni@calfordseaden.com | 2020-11-09 12:05 | PM |  | Disabled Refuge Communications Refuge Call Point | Disabled Refuge Communications Refuge Call Point | required | required | required | required | required | year |  |  |  | required |  | DefaultResource
Dishwasher PM | vsoni@calfordseaden.com | 2020-11-09 12:05 | PM |  | Dishwasher | Dishwasher PM | required | required | required | required | required | year
Door Entry Override Buttons PM | vsoni@calfordseaden.com | 2020-11-09 12:05 | PM |  | Door Entry Override Button | Door Entry Override Buttons PM | required | required | required | required | required | year
Door Entry System - Dwelling Handset/Panel PM | vsoni@calfordseaden.com | 2020-11-09 12:05 | PM |  | Door Entry System - Dwelling Handset/Panel | Door Entry System - Dwelling Handset/Panel PM | required | required | required | required | required | year
Doorset PM | vsoni@calfordseaden.com | 2020-11-09 12:05 | PM |  | Doorset | Doorset PM | required | required | required | required | required | year
Downpipes PM | vsoni@calfordseaden.com | 2020-11-09 12:05 | PM |  | Downpipe | Downpipes PM | required | required | required | required | required | year
Driveways PM | vsoni@calfordseaden.com | 2020-11-09 12:05 | PM |  | Driveway | Driveways PM | required | required | required | required | required | year
Dry powder fire extinguishers PM | vsoni@calfordseaden.com | 2020-11-09 12:05 | PM |  | Dry powder fire extinguisher | Dry powder fire extinguishers PM | required | required | required | required | required | year
Dry riser landing valves PM | vsoni@calfordseaden.com | 2020-11-09 12:05 | PM |  | Dry riser landing valve | Dry riser landing valves PM | required | required | required | required | required | year
DRY RISER valve PM | vsoni@calfordseaden.com | 2020-11-09 12:05 | PM |  | DRY RISER valve | DRY RISER valve PM | required | required | required | required | required | year
Dwelling Handset/Panel PM | vsoni@calfordseaden.com | 2020-11-09 12:05 | PM |  | Dwelling Handset/Panel | Dwelling Handset/Panel PM | required | required | required | required | required | year
Electric Car Charging Point PM | vsoni@calfordseaden.com | 2020-11-09 12:05 | PM |  | Electric Car Charging Point | Electric Car Charging Point PM | required | required | required | required | required | year
Electric Export Meter PM | vsoni@calfordseaden.com | 2020-11-09 12:05 | PM |  | Electric Export Meter | Electric Export Meter PM | required | required | required | required | required | year
Electric Gates (Cars) PM | vsoni@calfordseaden.com | 2020-11-09 12:05 | PM |  | Electric Gate (Cars) | Electric Gates (Cars) PM | required | required | required | required | required | year
Electric Gates (Pedestrian) PM | vsoni@calfordseaden.com | 2020-11-09 12:05 | PM |  | Electric Gate (Pedestrian) | Electric Gates (Pedestrian) PM | required | required | required | required | required | year
Electric Meter PM | vsoni@calfordseaden.com | 2020-11-09 12:05 | PM |  | Electric Meter | Electric Meter PM | required | required | required | required | required | year
Electric Shower PM | vsoni@calfordseaden.com | 2020-11-09 12:05 | PM |  | Electric Shower | Electric Shower PM | required | required | required | required | required | year
Electric Vehicle Charging Point PM | vsoni@calfordseaden.com | 2020-11-09 12:05 | PM |  | Electric Vehicle Charging Point | Electric Vehicle Charging Point PM | required | required | required | required | required | year
Emergency Light PM | vsoni@calfordseaden.com | 2020-11-09 12:05 | PM |  | Emergency Light | Emergency Light PM | required | required | required | required | required | year
Entrance Door PM | vsoni@calfordseaden.com | 2020-11-09 12:05 | PM |  | Entrance Door | Entrance Door PM | required | required | required | required | required | year
External Decoration PM | vsoni@calfordseaden.com | 2020-11-09 12:05 | PM |  | External Decoration | External Decoration PM | required | required | required | required | required | year
External Escape Stairs PM | vsoni@calfordseaden.com | 2020-11-09 12:05 | PM |  | External Escape Stair | External Escape Stairs PM | required | required | required | required | required | year
External Roof Covering PM | vsoni@calfordseaden.com | 2020-11-09 12:05 | PM |  | External Roof Covering | External Roof Covering PM | required | required | required | required | required | year
Façade Access Equiptment PM | vsoni@calfordseaden.com | 2020-11-09 12:05 | PM |  | Façade Access Equipment | Façade Access Equiptment PM | required | required | required | required | required | year
Fan Coil Unit PM | vsoni@calfordseaden.com | 2020-11-09 12:05 | PM |  | Fan coil unit | Fan Coil Unit PM | required | required | required | required | required | year
Fascia PM | vsoni@calfordseaden.com | 2020-11-09 12:05 | PM |  | Fascia | Fascia PM | required | required | required | required | required | year
Fire Alarm Call Point PM | vsoni@calfordseaden.com | 2020-11-09 12:05 | PM |  | Fire Alarm Call Point | Fire Alarm Call Point PM | required | required | required | required | required | year
Fire Alarm Panel PM | vsoni@calfordseaden.com | 2020-11-09 12:05 | PM |  | Fire alarm panel | Fire Alarm Panel PM | required | required | required | required | required | year
Fire and smoke dampers PM | vsoni@calfordseaden.com | 2020-11-09 12:05 | PM |  | Fire and smoke damper | Fire and smoke dampers PM | required | required | required | required | required | year
Fire Blanket PM | vsoni@calfordseaden.com | 2020-11-09 12:05 | PM |  | Fire Blanket | Fire Blanket PM | required | required | required | required | required | year
Fire Curtain PM | vsoni@calfordseaden.com | 2020-11-09 12:05 | PM |  | Fire Curtain | Fire Curtain PM | required | required | required | required | required | year
Fire dampers PM | vsoni@calfordseaden.com | 2020-11-09 12:05 | PM |  | Fire damper | Fire dampers PM | required | required | required | required | required | year
Fire Detection and Alarm System (Panel) PM | vsoni@calfordseaden.com | 2020-11-09 12:05 | PM |  | Fire Detection and Alarm System (Panel) | Fire Detection and Alarm System (Panel) PM | required | required | required | required | required | year
Fire fighting Lift PM | vsoni@calfordseaden.com | 2020-11-09 12:05 | PM |  | Fire fighting Lift | Fire fighting Lift PM | required | required | required | required | required | year
Fire protective blankets PM PM | vsoni@calfordseaden.com | 2020-11-09 12:05 | PM |  | Fire protective blanket | Fire protective blankets PM PM | required | required | required | required | required | year
Fire Stopping PM | vsoni@calfordseaden.com | 2020-11-09 12:05 | PM |  | Fire Stopping | Fire Stopping PM | required | required | required | required | required | year
Fixed Ladder | vsoni@calfordseaden.com | 2020-11-09 12:05 | PM |  | Fixed Ladder | Fixed Ladder | required | required | required | required | required | year
Fixed Wardrobe PM | vsoni@calfordseaden.com | 2020-11-09 12:05 | PM |  | Fixed Wardrobe | Fixed Wardrobe PM | required | required | required | required | required | year
Flooring PM | vsoni@calfordseaden.com | 2020-11-09 12:05 | PM |  | Flooring | Flooring PM | required | required | required | required | required | year
Foam fire extinguishers PM | vsoni@calfordseaden.com | 2020-11-09 12:05 | PM |  | Foam fire extinguisher | Foam fire extinguishers PM | required | required | required | required | required | year
Framing system PM | vsoni@calfordseaden.com | 2020-11-09 12:05 | PM |  | Framing system | Framing system PM | required | required | required | required | required | year
Freezer - Domestic PM | vsoni@calfordseaden.com | 2020-11-09 12:05 | PM |  | Freezer - Domestic | Freezer - Domestic PM | required | required | required | required | required | year
Fridge - Domestic PM | vsoni@calfordseaden.com | 2020-11-09 12:05 | PM |  | Fridge - Domestic | Fridge - Domestic PM | required | required | required | required | required | year
Fume Cupboard PM | vsoni@calfordseaden.com | 2020-11-09 12:05 | PM |  | Fume Cupboard | Fume Cupboard PM | required | required | required | required | required | year
Furniture PM | vsoni@calfordseaden.com | 2020-11-09 12:05 | PM |  | Furniture | Furniture PM | required | required | required | required | required | year
Garage Door PM | vsoni@calfordseaden.com | 2020-11-09 12:05 | PM |  | Garage Door | Garage Door PM | required | required | required | required | required | year
Gas Meter PM | vsoni@calfordseaden.com | 2020-11-09 12:05 | PM |  | Gas meter | Gas Meter PM | required | required | required | required | required | year
Gas Supperssion PM | vsoni@calfordseaden.com | 2020-11-09 12:05 | PM |  | Gas Suppression | Gas Supperssion PM | required | required | required | required | required | year
Gates PM | vsoni@calfordseaden.com | 2020-11-09 12:05 | PM |  | Gate | Gates PM | required | required | required | required | required | year
Generator (Diesel) PM | vsoni@calfordseaden.com | 2020-11-09 12:05 | PM |  | Generator (Diesel) | Generator (Diesel) PM | required | required | required | required | required | year
Generator PM | vsoni@calfordseaden.com | 2020-11-09 12:05 | PM |  | Generator | Generator PM | required | required | required | required | required | year
Gerda Box (Fire Saftey) PM | vsoni@calfordseaden.com | 2020-11-09 12:05 | PM |  | Gerda Box (Fire Saftey) | Gerda Box (Fire Saftey) PM | required | required | required | required | required | year
Glass PM | vsoni@calfordseaden.com | 2020-11-09 12:05 | PM |  | Glass | Glass PM | required | required | required | required | required | year
Grab Rail PM | vsoni@calfordseaden.com | 2020-11-09 12:05 | PM |  | Grab rail | Grab Rail PM | required | required | required | required | required | year
Green Roofs PM | vsoni@calfordseaden.com | 2020-11-09 12:05 | PM |  | Green Roof | Green Roofs PM | required | required | required | required | required | year
Ground source heat pump PM | vsoni@calfordseaden.com | 2020-11-09 12:05 | PM |  | Ground source heat pump | Ground source heat pumps PM | required | required | required | required | required | year
Gullies PM | vsoni@calfordseaden.com | 2020-11-09 12:05 | PM |  | Gully | Gullies PM | required | required | required | required | required | year
Guttering PM | vsoni@calfordseaden.com | 2020-11-09 12:05 | PM |  | Guttering | Guttering PM | required | required | required | required | required | year
Hatch PM | vsoni@calfordseaden.com | 2020-11-09 12:05 | PM |  | Hatch | Hatch PM | required | required | required | required | required | year
Heat Control PM | vsoni@calfordseaden.com | 2020-11-09 12:05 | PM |  | Heat Control | Heat Control PM | required | required | required | required | required | year
Heat Detector PM | vsoni@calfordseaden.com | 2020-11-09 12:05 | PM |  | Heat Detector | Heat Detector PM | required | required | required | required | required | year
Heat Interface Unit PM | vsoni@calfordseaden.com | 2020-11-09 12:05 | PM |  | Heat interface unit | Heat Interface Unit PM | required | required | required | required | required | year
Heat meter PM | vsoni@calfordseaden.com | 2020-11-09 12:05 | PM |  | Heat meter | Heat meter PM | required | required | required | required | required | year
Heat pump Condenser PM | vsoni@calfordseaden.com | 2020-11-09 12:05 | PM |  | Heat pump Condenser | Heat pump Condenser PM | required | required | required | required | required | year
Heat pump Fan Coil Unit PM | vsoni@calfordseaden.com | 2020-11-09 12:05 | PM |  | Heat pump Fan Coil Unit | Heat pump Fan Coil Unit PM | required | required | required | required | required | year
Heat pump PM | vsoni@calfordseaden.com | 2020-11-09 12:05 | PM |  | Heat pump | Heat pumps PM | required | required | required | required | required | year
Hot water storage tank PM | vsoni@calfordseaden.com | 2020-11-09 12:05 | PM |  | Hot water storage tank | Hot water storage tank PM | required | required | required | required | required | year
Insulation Material PM | vsoni@calfordseaden.com | 2020-11-09 12:05 | PM |  | Insulation Material | Insulation Material PM | required | required | required | required | required | year
Internal Lining PM | vsoni@calfordseaden.com | 2020-11-09 12:05 | PM |  | Internal Lining | Internal Lining PM | required | required | required | required | required | year
Intruder Alarm PM | vsoni@calfordseaden.com | 2020-11-09 12:05 | PM |  | Intruder Alarm | Intruder Alarm PM | required | required | required | required | required | year
Jaicob Ladders PM | vsoni@calfordseaden.com | 2020-11-09 12:05 | PM |  | Jacob Ladder | Jaicob Ladders PM | required | required | required | required | required | year
LAN Hub PM | vsoni@calfordseaden.com | 2020-11-09 12:05 | PM |  | LAN Hub | LAN Hub PM | required | required | required | required | required | year
Landlord Cold Water Supply PM | vsoni@calfordseaden.com | 2020-11-09 12:05 | PM |  | Landlord Cold Water Supply | Landlord Cold Water Supply PM | required | required | required | required | required | year
Landlord Electrical Sockets PM | vsoni@calfordseaden.com | 2020-11-09 12:05 | PM |  | Landlord Electrical Socket | Landlord Electrical Sockets PM | required | required | required | required | required | year
Laundry Services PM | vsoni@calfordseaden.com | 2020-11-09 12:05 | PM |  | Laundry Services | Laundry Services PM | required | required | required | required | required | year
Lift Control Panel PM | vsoni@calfordseaden.com | 2020-11-09 12:05 | PM |  | Lift control panel | Lift Control Panel PM | required | required | required | required | required | year
Lift Landing Door PM | vsoni@calfordseaden.com | 2020-11-09 12:05 | PM |  | Lift Landing Door | Lift Landing Door PM | required | required | required | required | required | year
Lift Motor PM | vsoni@calfordseaden.com | 2020-11-09 12:05 | PM |  | Lift Motor | Lift Motor PM | required | required | required | required | required | year
Lift PM | vsoni@calfordseaden.com | 2020-11-09 12:05 | PM |  | Lift | Lift PM | required | required | required | required | required | year
Lift Shaft PM | vsoni@calfordseaden.com | 2020-11-09 12:05 | PM |  | Lift Shaft | Lift Shaft PM | required | required | required | required | required | year
Lighting PM | vsoni@calfordseaden.com | 2020-11-09 12:05 | PM |  | Lighting | Lighting PM | required | required | required | required | required | year
Lightning Protection PM | vsoni@calfordseaden.com | 2020-11-09 12:05 | PM |  | Lightning Protection | Lightning Protection PM | required | required | required | required | required | year
Manual Control Point/Firemans Override Switch PM | vsoni@calfordseaden.com | 2020-11-09 12:05 | PM |  | Manual Control Point/Firemans Override Switch | Manual Control Point/Firemans Override Switch PM | required | required | required | required | required | year
Manual opening vents (MOV) PM | vsoni@calfordseaden.com | 2020-11-09 12:05 | PM |  | Manual opening vent (MOV) | Manual opening vents (MOV) PM | required | required | required | required | required | year
MCCB (Panel) PM | vsoni@calfordseaden.com | 2020-11-09 12:05 | PM |  | MCCB (Panel) | MCCB (Panel) PM | required | required | required | required | required | year
Mechanical Dryer PM | vsoni@calfordseaden.com | 2020-11-09 12:05 | PM |  | Mechanical Dryer | Mechanical Dryer PM | required | required | required | required | required | year
Mechanical Ventilation PM | vsoni@calfordseaden.com | 2020-11-09 12:05 | PM |  | Mechanical Ventilation | Mechanical Ventilation PM | required | required | required | required | required | year
Microwave Oven PM | vsoni@calfordseaden.com | 2020-11-09 12:05 | PM |  | Microwave oven | Microwave Oven PM | required | required | required | required | required | year
Panic Alarm Call Point PM | vsoni@calfordseaden.com | 2020-11-09 12:05 | PM |  | Panic Alarm Call Point | Panic Alarm Call Point PM | required | required | required | required | required | year
Panic Alarm Panel PM | vsoni@calfordseaden.com | 2020-11-09 12:05 | PM |  | Panic Alarm Panel | Panic Alarm Panel PM | required | required | required | required | required | year
Parking Bays PM | vsoni@calfordseaden.com | 2020-11-09 12:05 | PM |  | Parking Bay | Parking Bays PM | required | required | required | required | required | year
Perimeter PM | vsoni@calfordseaden.com | 2020-11-09 12:05 | PM |  | Perimeter | Perimeter PM | required | required | required | required | required | year
Person Hoist Fixed PM | vsoni@calfordseaden.com | 2020-11-09 12:05 | PM |  | Person Hoist Fixed | Person Hoist Fixed PM | required | required | required | required | required | year
Person Hoist Mobile PM | vsoni@calfordseaden.com | 2020-11-09 12:05 | PM |  | Person Hoist Mobile | Person Hoist Mobile PM | required | required | required | required | required | year
Planting PM | vsoni@calfordseaden.com | 2020-11-09 12:05 | PM |  | Planting | Planting PM | required | required | required | required | required | year
Play ground Equipment PM | vsoni@calfordseaden.com | 2020-11-09 12:05 | PM |  | Play ground Equipment | Play ground Equipment PM | required | required | required | required | required | year
Podiums PM | vsoni@calfordseaden.com | 2020-11-09 12:05 | PM |  | Podiums | Podiums PM | required | required | required | required | required | year
Portable fire extinguishers PM | vsoni@calfordseaden.com | 2020-11-09 12:05 | PM |  | Portable fire extinguisher | Portable fire extinguishers PM | required | required | required | required | required | year
Pressure Vessel PM | vsoni@calfordseaden.com | 2020-11-09 12:05 | PM |  | Pressure Vessel | Pressure Vessel PM | required | required | required | required | required | year
Pump PM | vsoni@calfordseaden.com | 2020-11-09 12:05 | PM |  | Pump | Pump PM | required | required | required | required | required | year
Radiator PM | vsoni@calfordseaden.com | 2020-11-09 12:05 | PM |  | Radiator | Radiator PM | required | required | required | required | required | year
Rainwater Pipes PM | vsoni@calfordseaden.com | 2020-11-09 12:05 | PM |  | Rainwater Pipe | Rainwater Pipes PM | required | required | required | required | required | year
Ramp PM | vsoni@calfordseaden.com | 2020-11-09 12:05 | PM |  | Ramp | Ramp PM | required | required | required | required | required | year
Refrigeration Plant PM | vsoni@calfordseaden.com | 2020-11-09 12:05 | PM |  | Refrigeration Plant | Refrigeration Plant PM | required | required | required | required | required | year
Restrictor PM | vsoni@calfordseaden.com | 2020-11-09 12:05 | PM |  | Restrictor | Restrictor PM | required | required | required | required | required | year
Rising Main PM | vsoni@calfordseaden.com | 2020-11-09 12:05 | PM |  | Rising Main | Rising Main PM | required | required | required | required | required | year
Road Markings PM | vsoni@calfordseaden.com | 2020-11-09 12:05 | PM |  | Road Markings | Road Markings PM | required | required | required | required | required | year
Roads PM | vsoni@calfordseaden.com | 2020-11-09 12:05 | PM |  | Road | Roads PM | required | required | required | required | required | year
Roller Shutter PM | vsoni@calfordseaden.com | 2020-11-09 12:05 | PM |  | Roller shutter | Roller Shutter PM | required | required | required | required | required | year
Roof Anchorage Points PM | vsoni@calfordseaden.com | 2020-11-09 12:05 | PM |  | Roof Anchorage Point | Roof Anchorage Points PM | required | required | required | required | required | year
Roof PM | vsoni@calfordseaden.com | 2020-11-09 12:05 | PM |  | Roof | Roof PM | required | required | required | required | required | year
Sanitaryware PM | vsoni@calfordseaden.com | 2020-11-09 12:05 | PM |  | Sanitaryware | Sanitaryware PM | required | required | required | required | required | year
SAP PM | vsoni@calfordseaden.com | 2020-11-09 12:05 | PM |  | SAP | SAP PM | required | required | required | required | required | year
Scooter Store Charger PM | vsoni@calfordseaden.com | 2020-11-09 12:05 | PM |  | Scooter Store Charger | Scooter Store Charger PM | required | required | required | required | required | year
Security Alarm Panel PM | vsoni@calfordseaden.com | 2020-11-09 12:05 | PM |  | Security Alarm Panel | Security Alarm Panel PM | required | required | required | required | required | year
Server PM | vsoni@calfordseaden.com | 2020-11-09 12:05 | PM |  | Server | Server PM | required | required | required | required | required | year
Sewage Pump PM | vsoni@calfordseaden.com | 2020-11-09 12:05 | PM |  | Sewage Pump | Sewage Pump PM | required | required | required | required | required | year
Sheathing Board PM | vsoni@calfordseaden.com | 2020-11-09 12:05 | PM |  | Sheathing Board | Sheathing Board PM | required | required | required | required | required | year
Shower Trays PM | vsoni@calfordseaden.com | 2020-11-09 12:05 | PM |  | Shower tray | Shower Trays PM | required | required | required | required | required | year
Signage PM | vsoni@calfordseaden.com | 2020-11-09 12:05 | PM |  | Signage | Signage PM | required | required | required | required | required | year
Sinks and Basins PM | vsoni@calfordseaden.com | 2020-11-09 12:05 | PM |  | Sink and Basin | Sinks and Basins PM | required | required | required | required | required | year
Skirting PM | vsoni@calfordseaden.com | 2020-11-09 12:05 | PM |  | Skirting | Skirting PM | required | required | required | required | required | year
Smoke Barrier PM | vsoni@calfordseaden.com | 2020-11-09 12:05 | PM |  | Smoke Barrier | Smoke Barrier PM | required | required | required | required | required | year
Smoke Control Damper PM | vsoni@calfordseaden.com | 2020-11-09 12:05 | PM |  | Smoke Control Damper | Smoke Control Damper PM | required | required | required | required | required | year
Smoke dampers PM | vsoni@calfordseaden.com | 2020-11-09 12:05 | PM |  | Smoke damper | Smoke dampers PM | required | required | required | required | required | year
Smoke Detector PM | vsoni@calfordseaden.com | 2020-11-09 12:05 | PM |  | Smoke Detector | Smoke Detector PM | required | required | required | required | required | year
Smoke extract system PM | vsoni@calfordseaden.com | 2020-11-09 12:05 | PM |  | Smoke extract system | Smoke extract system PM | required | required | required | required | required | year
Smoke Extraction Fan PM | vsoni@calfordseaden.com | 2020-11-09 12:05 | PM |  | Smoke Extraction Fan | Smoke Extraction Fan PM | required | required | required | required | required | year
Smoke Louvre PM | vsoni@calfordseaden.com | 2020-11-09 12:05 | PM |  | Smoke Louvre | Smoke Louvre PM | required | required | required | required | required | year
Smoke Shaft PM | vsoni@calfordseaden.com | 2020-11-09 12:05 | PM |  | Smoke Shaft | Smoke Shaft PM | required | required | required | required | required | year
Smoke Ventilation System Assets PM | vsoni@calfordseaden.com | 2020-11-09 12:05 | PM |  | Smoke Ventilation System Asset | Smoke Ventilation System Assets PM | required | required | required | required | required | year
Smoke/Fire Shutter PM | vsoni@calfordseaden.com | 2020-11-09 12:05 | PM |  | Smoke/Fire Shutter | Smoke/Fire Shutter PM | required | required | required | required | required | year
Smoking Shelters PM | vsoni@calfordseaden.com | 2020-11-09 12:05 | PM |  | Smoking Shelter | Smoking Shelters PM | required | required | required | required | required | year
Soffit PM | vsoni@calfordseaden.com | 2020-11-09 12:05 | PM |  | Soffit | Soffit PM | required | required | required | required | required | year
Soil Pipe PM | vsoni@calfordseaden.com | 2020-11-09 12:05 | PM |  | Soil Pipe | Soil Pipe PM | required | required | required | required | required | year
Solar photo-voltaic cells PM | vsoni@calfordseaden.com | 2020-11-09 12:05 | PM |  | Solar photo-voltaic cells | Solar photo-voltaic cells PM | required | hour | required | required | required | year
Solar Photo-voltaic Inverter PM | vsoni@calfordseaden.com | 2020-11-09 12:05 | PM |  | Solar Photo-voltaic Inverter | Solar Photo-voltaic Inverter PM | required | hour | required | required | required | year
Solar Photovoltaic Panels PM | vsoni@calfordseaden.com | 2020-11-09 12:05 | PM |  | Solar Photovoltaic Panel | Solar Photovoltaic Panels PM | required | hour | required | required | required | year
Solar Thermal Hot Water Panel PM | vsoni@calfordseaden.com | 2020-11-09 12:05 | PM |  | Solar Thermal Hot Water Panel | Solar Thermal Hot Water Panel PM | required | hour | required | required | required | year
Space Heater PM | vsoni@calfordseaden.com | 2020-11-09 12:05 | PM |  | Space Heater | Space Heater PM | required | hour | required | required | required | year
Sprinkler Control Assembly PM | vsoni@calfordseaden.com | 2020-11-09 12:05 | PM |  | Sprinkler Control Assembly | Sprinkler Control Assembly PM | required | hour | required | required | required | year
Sprinkler Control Panel PM | vsoni@calfordseaden.com | 2020-11-09 12:05 | PM |  | Sprinkler Control Panel | Sprinkler Control Panel PM | required | hour | required | required | required | year
Sprinkler Control Valve PM | vsoni@calfordseaden.com | 2020-11-09 12:05 | PM |  | Sprinkler Control Valve | Sprinkler Control Valve PM | required | hour | required | required | required | year
Sprinkler Head PM | vsoni@calfordseaden.com | 2020-11-09 12:05 | PM |  | Sprinkler head | Sprinkler Head PM | required | hour | required | required | required | year
Sprinkler system alarm valves PM | vsoni@calfordseaden.com | 2020-11-09 12:05 | PM |  | Sprinkler system alarm valve | Sprinkler system alarm valves PM | required | hour | required | required | required | year
Stair Lift PM | vsoni@calfordseaden.com | 2020-11-09 12:05 | PM |  | Stair Lift | Stair Lift PM | required | hour | required | required | required | year
Standard Window PM | vsoni@calfordseaden.com | 2020-11-09 12:05 | PM |  | Standard Window | Standard Window PM | required | hour | required | required | required | year
Street Lighting PM | vsoni@calfordseaden.com | 2020-11-09 12:05 | PM |  | Street Lighting | Street Lighting PM | required | hour | required | required | required | year
Sub Station PM | vsoni@calfordseaden.com | 2020-11-09 12:05 | PM |  | Sub Station | Sub Station PM | required | hour | required | required | required | year
Sump Pump PM | vsoni@calfordseaden.com | 2020-11-09 12:05 | PM |  | Sump Pump | Sump Pump PM | required | hour | required | required | required | year
Surface mounted Dry riser cabinet PM | vsoni@calfordseaden.com | 2020-11-09 12:05 | PM |  | Surface mounted Dry riser cabinet | Surface mounted Dry riser cabinet PM | required | hour | required | required | required | year
Surface Paving PM | vsoni@calfordseaden.com | 2020-11-09 12:05 | PM |  | Surface Paving | Surface Paving PM | required | hour | required | required | required | year
Surface Planting PM | vsoni@calfordseaden.com | 2020-11-09 12:05 | PM |  | Surface Planting | Surface Planting PM | required | hour | required | required | required | year
Surface PM | vsoni@calfordseaden.com | 2020-11-09 12:05 | PM |  | Surface | Surface PM | required | hour | required | required | required | year
Tanking PM | vsoni@calfordseaden.com | 2020-11-09 12:05 | PM |  | Tanking | Tanking PM | required | hour | required | required | required | year
Telephone/ADSL Line/Connection PM | vsoni@calfordseaden.com | 2020-11-09 12:05 | PM |  | Telephone/ADSL Line/Connection | Telephone/ADSL Line/Connection PM | required | hour | required | required | required | year
Temperature Limiting Valve PM | vsoni@calfordseaden.com | 2020-11-09 12:05 | PM |  | Temperature Limiting Valve | Temperature Limiting Valve PM | required | hour | required | required | required | year
Temporary Back Up Boilers PM | vsoni@calfordseaden.com | 2020-11-09 12:05 | PM |  | Temporary Back Up Boiler | Temporary Back Up Boilers PM | required | hour | required | required | required | year
Thermostat/Programmer PM | vsoni@calfordseaden.com | 2020-11-09 12:05 | PM |  | Thermostat/Programmer | Thermostat/Programmer PM | required | hour | required | required | required | year
Thermostatic Shower PM | vsoni@calfordseaden.com | 2020-11-09 12:05 | PM |  | Thermostatic Shower | Thermostatic Shower PM | required | hour | required | required | required | year
Through Floor Lift PM | vsoni@calfordseaden.com | 2020-11-09 12:05 | PM |  | Through Floor Lift | Through Floor Lift PM | required | hour | required | required | required | year
Toilet Pans PM | vsoni@calfordseaden.com | 2020-11-09 12:05 | PM |  | Toilet Pan | Toilet Pans PM | required | hour | required | required | required | year
Traction Passenger lift PM | vsoni@calfordseaden.com | 2020-11-09 12:05 | PM |  | Traction Passenger lift | Traction Passenger lift PM | required | hour | required | required | required | year
Tree PM | vsoni@calfordseaden.com | 2020-11-09 12:05 | PM |  | Tree | Tree PM | required | hour | required | required | required | year
Tunstal/Panic Alarm PM | vsoni@calfordseaden.com | 2020-11-09 12:05 | PM |  | Tunstal/Panic Alarm | Tunstal/Panic Alarm PM | required | hour | required | required | required | year
TV Aerial PM | vsoni@calfordseaden.com | 2020-11-09 12:05 | PM |  | TV Aerial | TV Aerial PM | required | hour | required | required | required | year
Vehicle Electric Gates PM | vsoni@calfordseaden.com | 2020-11-09 12:05 | PM |  | Vehicle Electric Gate | Vehicle Electric Gates PM | required | hour | required | required | required | year
Vehicle Stacker PM | vsoni@calfordseaden.com | 2020-11-09 12:05 | PM |  | Vehicle Stacker | Vehicle Stacker PM | required | hour | required | required | required | year
Ventilation PM | vsoni@calfordseaden.com | 2020-11-09 12:05 | PM |  | Ventilation | Ventilation PM | required | hour | required | required | required | year
Wall PM | vsoni@calfordseaden.com | 2020-11-09 12:05 | PM |  | Wall | Wall PM | required | hour | required | required | required | year
Warden Alarm Call Point PM | vsoni@calfordseaden.com | 2020-11-09 12:05 | PM |  | Warden Alarm Call Point | Warden Alarm Call Point PM | required | hour | required | required | required | year
Warden Alarm Panel PM | vsoni@calfordseaden.com | 2020-11-09 12:05 | PM |  | Warden Alarm Panel | Warden Alarm Panel PM | required | hour | required | required | required | year
Wash Hand Basin PM | vsoni@calfordseaden.com | 2020-11-09 12:05 | PM |  | Wash Hand Basin | Wash Hand Basin PM | required | hour | required | required | required | year
Washer Dryer PM | vsoni@calfordseaden.com | 2020-11-09 12:05 | PM |  | Washer dryer | Washer Dryer PM | required | hour | required | required | required | year
Water Feature PM | vsoni@calfordseaden.com | 2020-11-09 12:05 | PM |  | Water Feature | Water Feature PM | required | hour | required | required | required | year
Water fire extinguishers PM | vsoni@calfordseaden.com | 2020-11-09 12:05 | PM |  | Water fire extinguisher | Water fire extinguishers PM | required | hour | required | required | required | year
Water Meter PM | vsoni@calfordseaden.com | 2020-11-09 12:05 | PM |  | Water meter | Water Meter PM | required | hour | required | required | required | year
Water Pipe PM | vsoni@calfordseaden.com | 2020-11-09 12:05 | PM |  | Water Pipe | Water Pipe PM | required | hour | required | required | required | year
Water Recycling System PM | vsoni@calfordseaden.com | 2020-11-09 12:05 | PM |  | Water Recycling System | Water Recycling System PM | required | hour | required | required | required | year
Water source heat pumps PM | vsoni@calfordseaden.com | 2020-11-09 12:05 | PM |  | Water source heat pump | Water source heat pumps PM | required | hour | required | required | required | year
Water tanks PM | vsoni@calfordseaden.com | 2020-11-09 12:05 | PM |  | Water tank | Water tanks PM | required | hour | required | required | required | year
Wet chemical fire extinguishers PM | vsoni@calfordseaden.com | 2020-11-09 12:05 | PM |  | Wet chemical fire extinguisher | Wet chemical fire extinguishers PM | required | hour | required | required | required | year
Wet riser landing valves PM | vsoni@calfordseaden.com | 2020-11-09 12:05 | PM |  | Wet riser landing valve | Wet riser landing valves PM | required | hour | required | required | required | year
Whitegoods PM | vsoni@calfordseaden.com | 2020-11-09 12:05 | PM |  | Whitegoods | Whitegoods PM | required | hour | required | required | required | year
Wifi Router PM | vsoni@calfordseaden.com | 2020-11-09 12:05 | PM |  | Wifi Router | Wifi Router PM | required | hour | required | required | required | year
Wind Turbine PM | vsoni@calfordseaden.com | 2020-11-09 12:05 | PM |  | Wind Turbine | Wind Turbine PM | required | hour | required | required | required | year
Windows PM | vsoni@calfordseaden.com | 2020-11-09 12:05 | PM |  | Window | Windows PM | required | hour | required | required | required | year

## Impact
Name | CreatedBy | CreatedOn | ImpactType | ImpactStage | SheetName | RowName | Value | ImpactUnit | LeadInTime | Duration | LeadOutTime | ExtSystem | ExtObject | ExtIdentifier | Description
DefaultImpact | vsoni@calfordseaden.com | 2020-11-09 12:05 | required | required | System | DefaultSystem | 0 | kg | 0 | 1 | 0

## Document
Name | CreatedBy | CreatedOn | Category | ApprovalBy | Stage | SheetName | RowName | Directory | File | ExtSystem | ExtObject | ExtIdentifier | Description | Reference
Energy Performance Certificate | vsoni@calfordseaden.com | 2020-11-09 12:05 | Product Data |  |  | Facility | DefaultFacility | required | required |  |  |  | Energy Performance Certificate
Abseil Fixings DOP declaration of performance | vsoni@calfordseaden.com | 2020-11-09 12:05 | DOP declaration of performance |  |  | Type | Abseil Fixing | required | required |  |  |  | Abseil Fixings DOP declaration of performance
Abseil Fixings Product Data | vsoni@calfordseaden.com | 2020-11-09 12:05 | Product Data |  |  | Type | Abseil Fixing | required | required |  |  |  | Abseil Fixings Product Data
Abseil Fixings Product Photo | vsoni@calfordseaden.com | 2020-11-09 12:05 | Product Photo |  |  | Type | Abseil Fixing | required | required |  |  |  | Abseil Fixings Product Photo
Abseil Fixings Warranty Certificate | vsoni@calfordseaden.com | 2020-11-09 12:05 | Warranty Certificate |  |  | Type | Abseil Fixing | required | required |  |  |  | Abseil Fixings Warranty Certificate
Air source heat pumps Manufacturer's Instructions | vsoni@calfordseaden.com | 2020-11-09 12:05 | Manufacturer's Instructions |  |  | Type | Air source heat pump | required | required |  |  |  | Air source heat pumps Manufacturer's Instructions
Air source heat pumps Product Photo | vsoni@calfordseaden.com | 2020-11-09 12:05 | Product Photo |  |  | Type | Air source heat pump | required | required |  |  |  | Air source heat pumps Product Photo
Air source heat pumps Product Data | vsoni@calfordseaden.com | 2020-11-09 12:05 | Product Data |  |  | Type | Air source heat pump | required | required |  |  |  | Air source heat pumps Product Data
Air source heat pumps DOP declaration of performance | vsoni@calfordseaden.com | 2020-11-09 12:05 | DOP declaration of performance |  |  | Type | Air source heat pump | required | required |  |  |  | Air source heat pumps DOP declaration of performance
Air source heat pumps Manufacturer's Field Reports | vsoni@calfordseaden.com | 2020-11-09 12:05 | Manufacturer's Field Reports |  |  | Type | Air source heat pump | required | required |  |  |  | Air source heat pumps Manufacturer's Field Reports
Air source heat pumps Installation Instructions | vsoni@calfordseaden.com | 2020-11-09 12:05 | Installation Instructions |  |  | Type | Air source heat pump | required | required |  |  |  | Air source heat pumps Installation Instructions
Antenna Product Data | vsoni@calfordseaden.com | 2020-11-09 12:05 | Product Data |  |  | Type | Antenna | required | required |  |  |  | Antenna Product Data
Antenna DOP declaration of performance | vsoni@calfordseaden.com | 2020-11-09 12:05 | DOP declaration of performance |  |  | Type | Antenna | required | required |  |  |  | Antenna DOP declaration of performance
Bath tub Installation Instructions | vsoni@calfordseaden.com | 2020-11-09 12:05 | Installation Instructions |  |  | Type | Bath tub | required | required |  |  |  | Bath tub Installation Instructions
Bath tub Product Data | vsoni@calfordseaden.com | 2020-11-09 12:05 | Product Data |  |  | Type | Bath tub | required | required |  |  |  | Bath tub Product Data
Boiler DOP declaration of performance | vsoni@calfordseaden.com | 2020-11-09 12:05 | DOP declaration of performance |  |  | Type | Boiler | required | required |  |  |  | Boiler DOP declaration of performance
Boiler Manufacturer Instructions | vsoni@calfordseaden.com | 2020-11-09 12:05 | Manufacturer Instructions |  |  | Type | Boiler | required | required |  |  |  | Boiler Manufacturer Instructions
Boiler Operation and Maintenance | vsoni@calfordseaden.com | 2020-11-09 12:05 | Operation and Maintenance |  |  | Type | Boiler | required | required |  |  |  | Boiler Operation and Maintenance
Boiler Product Data | vsoni@calfordseaden.com | 2020-11-09 12:05 | Product Data |  |  | Type | Boiler | required | required |  |  |  | Boiler Product Data
Built-in DRY RISER cabinet DOP declaration of performance | vsoni@calfordseaden.com | 2020-11-09 12:05 | DOP declaration of performance |  |  | Type | Built-in DRY RISER cabinet | required | required |  |  |  | Built-in DRY RISER cabinet DOP declaration of performance
Built-in DRY RISER cabinet Product Photo | vsoni@calfordseaden.com | 2020-11-09 12:05 | Product Photo |  |  | Type | Built-in DRY RISER cabinet | required | required |  |  |  | Built-in DRY RISER cabinet Product Photo
Built-in DRY RISER cabinet Product Data | vsoni@calfordseaden.com | 2020-11-09 12:05 | Product Data |  |  | Type | Built-in DRY RISER cabinet | required | required |  |  |  | Built-in DRY RISER cabinet Product Data
Built-in Fan Assisted Oven (Electric) Installation Instructions | vsoni@calfordseaden.com | 2020-11-09 12:05 | Installation Instructions |  |  | Type | Built-in Fan Assisted Oven (Electric) | required | required |  |  |  | Built-in Fan Assisted Oven (Electric) Installation Instructions
Built-in Fan Assisted Oven (Electric) Operation and Maintenance | vsoni@calfordseaden.com | 2020-11-09 12:05 | Operation and Maintenance |  |  | Type | Built-in Fan Assisted Oven (Electric) | required | required |  |  |  | Built-in Fan Assisted Oven (Electric) Operation and Maintenance
Built-in Fan Assisted Oven (Electric) Product Photo | vsoni@calfordseaden.com | 2020-11-09 12:05 | Product Photo |  |  | Type | Built-in Fan Assisted Oven (Electric) | required | required |  |  |  | Built-in Fan Assisted Oven (Electric) Product Photo
Built-in Fan Assisted Oven (Electric) DOP declaration of performance | vsoni@calfordseaden.com | 2020-11-09 12:05 | DOP declaration of performance |  |  | Type | Built-in Fan Assisted Oven (Electric) | required | required |  |  |  | Built-in Fan Assisted Oven (Electric) DOP declaration of performance
Call Point Product Data | vsoni@calfordseaden.com | 2020-11-09 12:05 | Product Data |  |  | Type | Call Point | required | required |  |  |  | Call Point Product Data
Call Point DOP declaration of performance | vsoni@calfordseaden.com | 2020-11-09 12:05 | DOP declaration of performance |  |  | Type | Call Point | required | required |  |  |  | Call Point DOP declaration of performance
CCTV (hardware) DOP declaration of performance | vsoni@calfordseaden.com | 2020-11-09 12:05 | DOP declaration of performance |  |  | Type | CCTV (hardware) | required | required |  |  |  | CCTV (hardware) DOP declaration of performance
CCTV (hardware) Product Photo | vsoni@calfordseaden.com | 2020-11-09 12:05 | Product Photo |  |  | Type | CCTV (hardware) | required | required |  |  |  | CCTV (hardware) Product Photo
CCTV (hardware) Operation and Maintenance | vsoni@calfordseaden.com | 2020-11-09 12:05 | Operation and Maintenance |  |  | Type | CCTV (hardware) | required | required |  |  |  | CCTV (hardware) Operation and Maintenance
Combined heat and power Manufacturer's Field Reports | vsoni@calfordseaden.com | 2020-11-09 12:05 | Manufacturer's Field Reports |  |  | Type | Combined heat and power | required | required |  |  |  | Combined heat and power Manufacturer's Field Reports
Combined heat and power Installation Instructions | vsoni@calfordseaden.com | 2020-11-09 12:05 | Installation Instructions |  |  | Type | Combined heat and power | required | required |  |  |  | Combined heat and power Installation Instructions
Combined heat and power DOP declaration of performance | vsoni@calfordseaden.com | 2020-11-09 12:05 | DOP declaration of performance |  |  | Type | Combined heat and power | required | required |  |  |  | Combined heat and power DOP declaration of performance
Combined heat and power Design Image | vsoni@calfordseaden.com | 2020-11-09 12:05 | Design Image |  |  | Type | Combined heat and power | required | required |  |  |  | Combined heat and power Design Image
Combined heat and power Manufacturer's Instructions | vsoni@calfordseaden.com | 2020-11-09 12:05 | Manufacturer's Instructions |  |  | Type | Combined heat and power | required | required |  |  |  | Combined heat and power Manufacturer's Instructions
Cooking Hob Electric Ceramic Installation Instructions | vsoni@calfordseaden.com | 2020-11-09 12:05 | Installation Instructions |  |  | Type | Cooking Hob Electric Ceramic | required | required |  |  |  | Cooking Hob Electric Ceramic Installation Instructions
Cooking Hob Electric Ceramic Operation and Maintenance | vsoni@calfordseaden.com | 2020-11-09 12:05 | Operation and Maintenance |  |  | Type | Cooking Hob Electric Ceramic | required | required |  |  |  | Cooking Hob Electric Ceramic Operation and Maintenance
Cooking Hob Electric Ceramic Product Data | vsoni@calfordseaden.com | 2020-11-09 12:05 | Product Data |  |  | Type | Cooking Hob Electric Ceramic | required | required |  |  |  | Cooking Hob Electric Ceramic Product Data
Cooking Hob Electric Ceramic DOP declaration of performance | vsoni@calfordseaden.com | 2020-11-09 12:05 | DOP declaration of performance |  |  | Type | Cooking Hob Electric Ceramic | required | required |  |  |  | Cooking Hob Electric Ceramic DOP declaration of performance
Cooking Hob Electric Induction Product Data | vsoni@calfordseaden.com | 2020-11-09 12:05 | Product Data |  |  | Type | Cooking Hob Electric Induction | required | required |  |  |  | Cooking Hob Electric Induction Product Data
Cooking Hob Electric Induction Installation Instructions | vsoni@calfordseaden.com | 2020-11-09 12:05 | Installation Instructions |  |  | Type | Cooking Hob Electric Induction | required | required |  |  |  | Cooking Hob Electric Induction Installation Instructions
Cooking Hob Electric Induction DOP declaration of performance | vsoni@calfordseaden.com | 2020-11-09 12:05 | DOP declaration of performance |  |  | Type | Cooking Hob Electric Induction | required | required |  |  |  | Cooking Hob Electric Induction DOP declaration of performance
Cooking Hob Electric Induction Operation and Maintenance | vsoni@calfordseaden.com | 2020-11-09 12:05 | Operation and Maintenance |  |  | Type | Cooking Hob Electric Induction | required | required |  |  |  | Cooking Hob Electric Induction Operation and Maintenance
Cooking Hob Electric Plate Product Data | vsoni@calfordseaden.com | 2020-11-09 12:05 | Product Data |  |  | Type | Cooking Hob Electric Plate | required | required |  |  |  | Cooking Hob Electric Plate Product Data
Cooking Hob Electric Plate Operation and Maintenance | vsoni@calfordseaden.com | 2020-11-09 12:05 | Operation and Maintenance |  |  | Type | Cooking Hob Electric Plate | required | required |  |  |  | Cooking Hob Electric Plate Operation and Maintenance
Cooking Hob Electric Plate Installation Instructions | vsoni@calfordseaden.com | 2020-11-09 12:05 | Installation Instructions |  |  | Type | Cooking Hob Electric Plate | required | required |  |  |  | Cooking Hob Electric Plate Installation Instructions
Cooking Hob Electric Plate DOP declaration of performance | vsoni@calfordseaden.com | 2020-11-09 12:05 | DOP declaration of performance |  |  | Type | Cooking Hob Electric Plate | required | required |  |  |  | Cooking Hob Electric Plate DOP declaration of performance
Cooking Hob-Gas Installation Instructions | vsoni@calfordseaden.com | 2020-11-09 12:05 | Installation Instructions |  |  | Type | Cooking Hob-Gas | required | required |  |  |  | Cooking Hob-Gas Installation Instructions
Cooking Hob-Gas Product Data | vsoni@calfordseaden.com | 2020-11-09 12:05 | Product Data |  |  | Type | Cooking Hob-Gas | required | required |  |  |  | Cooking Hob-Gas Product Data
Cooking Hob-Gas DOP declaration of performance | vsoni@calfordseaden.com | 2020-11-09 12:05 | DOP declaration of performance |  |  | Type | Cooking Hob-Gas | required | required |  |  |  | Cooking Hob-Gas DOP declaration of performance
Cooking Hob-Gas Operation and Maintenance | vsoni@calfordseaden.com | 2020-11-09 12:05 | Operation and Maintenance |  |  | Type | Cooking Hob-Gas | required | required |  |  |  | Cooking Hob-Gas Operation and Maintenance
Dishwasher Product Data | vsoni@calfordseaden.com | 2020-11-09 12:05 | Product Data |  |  | Type | Dishwasher | required | required |  |  |  | Dishwasher Product Data
Dishwasher DOP declaration of performance | vsoni@calfordseaden.com | 2020-11-09 12:05 | DOP declaration of performance |  |  | Type | Dishwasher | required | required |  |  |  | Dishwasher DOP declaration of performance
Dishwasher Operation and Maintenance | vsoni@calfordseaden.com | 2020-11-09 12:05 | Operation and Maintenance |  |  | Type | Dishwasher | required | required |  |  |  | Dishwasher Operation and Maintenance
Door Entry System - Dwelling Handset/Panel Product Data | vsoni@calfordseaden.com | 2020-11-09 12:05 | Product Data |  |  | Type | Door Entry System - Dwelling Handset/Panel | required | required |  |  |  | Door Entry System - Dwelling Handset/Panel Product Data
DRY RISER valve Product Data | vsoni@calfordseaden.com | 2020-11-09 12:05 | Product Data |  |  | Type | DRY RISER valve | required | required |  |  |  | DRY RISER valve Product Data
DRY RISER valve DOP declaration of performance | vsoni@calfordseaden.com | 2020-11-09 12:05 | DOP declaration of performance |  |  | Type | DRY RISER valve | required | required |  |  |  | DRY RISER valve DOP declaration of performance
Electric Export Meter Product Data | vsoni@calfordseaden.com | 2020-11-09 12:05 | Product Data |  |  | Type | Electric Export Meter | required | required |  |  |  | Electric Export Meter Product Data
Electric Gates (Cars) Product Data | vsoni@calfordseaden.com | 2020-11-09 12:05 | Product Data |  |  | Type | Electric Gate (Cars) | required | required |  |  |  | Electric Gates (Cars) Product Data
Electric Gates (Pedestrian) Product Data | vsoni@calfordseaden.com | 2020-11-09 12:05 | Product Data |  |  | Type | Electric Gate (Pedestrian) | required | required |  |  |  | Electric Gates (Pedestrian) Product Data
Electric Meter Product Data | vsoni@calfordseaden.com | 2020-11-09 12:05 | Product Data |  |  | Type | Electric Meter | required | required |  |  |  | Electric Meter Product Data
Electric Shower Operation and Maintenance | vsoni@calfordseaden.com | 2020-11-09 12:05 | Operation and Maintenance |  |  | Type | Electric Shower | required | required |  |  |  | Electric Shower Operation and Maintenance
Electric Shower Product Photo | vsoni@calfordseaden.com | 2020-11-09 12:05 | Product Photo |  |  | Type | Electric Shower | required | required |  |  |  | Electric Shower Product Photo
Electric Shower Manufacturer's Instructions | vsoni@calfordseaden.com | 2020-11-09 12:05 | Manufacturer's Instructions |  |  | Type | Electric Shower | required | required |  |  |  | Electric Shower Manufacturer's Instructions
Electric Shower DOP declaration of performance | vsoni@calfordseaden.com | 2020-11-09 12:05 | DOP declaration of performance |  |  | Type | Electric Shower | required | required |  |  |  | Electric Shower DOP declaration of performance
Electric Vehicle Charging Point Product Data | vsoni@calfordseaden.com | 2020-11-09 12:05 | Product Data |  |  | Type | Electric Vehicle Charging Point | required | required |  |  |  | Electric Vehicle Charging Point Product Data
Fire Alarm Panel Product Data | vsoni@calfordseaden.com | 2020-11-09 12:05 | Product Data |  |  | Type | Fire alarm panel | required | required |  |  |  | Fire Alarm Panel Product Data
Fire Alarm Panel Manufacturer Instructions | vsoni@calfordseaden.com | 2020-11-09 12:05 | Manufacturer Instructions |  |  | Type | Fire alarm panel | required | required |  |  |  | Fire Alarm Panel Manufacturer Instructions
Fire Alarm Panel DOP declaration of performance | vsoni@calfordseaden.com | 2020-11-09 12:05 | DOP declaration of performance |  |  | Type | Fire alarm panel | required | required |  |  |  | Fire Alarm Panel DOP declaration of performance
Freezer - Domestic Operation and Maintenance | vsoni@calfordseaden.com | 2020-11-09 12:05 | Operation and Maintenance |  |  | Type | Freezer - Domestic | required | required |  |  |  | Freezer - Domestic Operation and Maintenance
Freezer - Domestic Product Photo | vsoni@calfordseaden.com | 2020-11-09 12:05 | Product Photo |  |  | Type | Freezer - Domestic | required | required |  |  |  | Freezer - Domestic Product Photo
Freezer - Domestic Manufacturer's Instructions | vsoni@calfordseaden.com | 2020-11-09 12:05 | Manufacturer's Instructions |  |  | Type | Freezer - Domestic | required | required |  |  |  | Freezer - Domestic Manufacturer's Instructions
Freezer - Domestic Product Data | vsoni@calfordseaden.com | 2020-11-09 12:05 | Product Data |  |  | Type | Freezer - Domestic | required | required |  |  |  | Freezer - Domestic Product Data
Fridge - Domestic Product Photo | vsoni@calfordseaden.com | 2020-11-09 12:05 | Product Photo |  |  | Type | Fridge - Domestic | required | required |  |  |  | Fridge - Domestic Product Photo
Fridge - Domestic Operation and Maintenance | vsoni@calfordseaden.com | 2020-11-09 12:05 | Operation and Maintenance |  |  | Type | Fridge - Domestic | required | required |  |  |  | Fridge - Domestic Operation and Maintenance
Fridge - Domestic DOP declaration of performance | vsoni@calfordseaden.com | 2020-11-09 12:05 | DOP declaration of performance |  |  | Type | Fridge - Domestic | required | required |  |  |  | Fridge - Domestic DOP declaration of performance
Gas Meter Product Data | vsoni@calfordseaden.com | 2020-11-09 12:05 | Product Data |  |  | Type | Gas meter | required | required |  |  |  | Gas Meter Product Data
Generator (Diesel) Product Data | vsoni@calfordseaden.com | 2020-11-09 12:05 | Product Data |  |  | Type | Generator (Diesel) | required | required |  |  |  | Generator (Diesel) Product Data
Generator (Diesel) Manufacturer Instructions | vsoni@calfordseaden.com | 2020-11-09 12:05 | Manufacturer Instructions |  |  | Type | Generator (Diesel) | required | required |  |  |  | Generator (Diesel) Manufacturer Instructions
Generator (Diesel) Product Photo | vsoni@calfordseaden.com | 2020-11-09 12:05 | Product Photo |  |  | Type | Generator (Diesel) | required | required |  |  |  | Generator (Diesel) Product Photo
Generator (Diesel) DOP declaration of performance | vsoni@calfordseaden.com | 2020-11-09 12:05 | DOP declaration of performance |  |  | Type | Generator (Diesel) | required | required |  |  |  | Generator (Diesel) DOP declaration of performance
Generator (Diesel) Installation Instructions | vsoni@calfordseaden.com | 2020-11-09 12:05 | Installation Instructions |  |  | Type | Generator (Diesel) | required | required |  |  |  | Generator (Diesel) Installation Instructions
Generator (Diesel) Warranty Certificate | vsoni@calfordseaden.com | 2020-11-09 12:05 | Warranty Certificate |  |  | Type | Generator (Diesel) | required | required |  |  |  | Generator (Diesel) Warranty Certificate
Generator (Diesel) Operation and Maintenance | vsoni@calfordseaden.com | 2020-11-09 12:05 | Operation and Maintenance |  |  | Type | Generator (Diesel) | required | required |  |  |  | Generator (Diesel) Operation and Maintenance
Ground source heat pumps Product Data | vsoni@calfordseaden.com | 2020-11-09 12:05 | Product Data |  |  | Type | Ground source heat pump | required | required |  |  |  | Ground source heat pumps Product Data
Heat Control Operation and Maintenance | vsoni@calfordseaden.com | 2020-11-09 12:05 | Operation and Maintenance |  |  | Type | Heat Control | required | required |  |  |  | Heat Control Operation and Maintenance
Heat Control Product Data | vsoni@calfordseaden.com | 2020-11-09 12:05 | Product Data |  |  | Type | Heat Control | required | required |  |  |  | Heat Control Product Data
Heat Detector Product Photo | vsoni@calfordseaden.com | 2020-11-09 12:05 | Product Photo |  |  | Type | Heat Detector | required | required |  |  |  | Heat Detector Product Photo
Heat Detector Product Data | vsoni@calfordseaden.com | 2020-11-09 12:05 | Product Data |  |  | Type | Heat Detector | required | required |  |  |  | Heat Detector Product Data
Heat Detector Operation and Maintenance | vsoni@calfordseaden.com | 2020-11-09 12:05 | Operation and Maintenance |  |  | Type | Heat Detector | required | required |  |  |  | Heat Detector Operation and Maintenance
Heat Interface Unit Product Data | vsoni@calfordseaden.com | 2020-11-09 12:05 | Product Data |  |  | Type | Heat interface unit | required | required |  |  |  | Heat Interface Unit Product Data
Heat Interface Unit Installation Instructions | vsoni@calfordseaden.com | 2020-11-09 12:05 | Installation Instructions |  |  | Type | Heat interface unit | required | required |  |  |  | Heat Interface Unit Installation Instructions
Heat Interface Unit DOP declaration of performance | vsoni@calfordseaden.com | 2020-11-09 12:05 | DOP declaration of performance |  |  | Type | Heat interface unit | required | required |  |  |  | Heat Interface Unit DOP declaration of performance
Heat meter Product Data | vsoni@calfordseaden.com | 2020-11-09 12:05 | Product Data |  |  | Type | Heat meter | required | required |  |  |  | Heat meter Product Data
Hot water storage tank DOP declaration of performance | vsoni@calfordseaden.com | 2020-11-09 12:05 | DOP declaration of performance |  |  | Type | Hot water storage tank | required | required |  |  |  | Hot water storage tank DOP declaration of performance
Hot water storage tank Installation Instructions | vsoni@calfordseaden.com | 2020-11-09 12:05 | Installation Instructions |  |  | Type | Hot water storage tank | required | required |  |  |  | Hot water storage tank Installation Instructions
Hot water storage tank Manufacturer's Instructions | vsoni@calfordseaden.com | 2020-11-09 12:05 | Manufacturer's Instructions |  |  | Type | Hot water storage tank | required | required |  |  |  | Hot water storage tank Manufacturer's Instructions
Hot water storage tank Product Data | vsoni@calfordseaden.com | 2020-11-09 12:05 | Product Data |  |  | Type | Hot water storage tank | required | required |  |  |  | Hot water storage tank Product Data
Microwave Oven Product Data | vsoni@calfordseaden.com | 2020-11-09 12:05 | Product Data |  |  | Type | Microwave oven | required | required |  |  |  | Microwave Oven Product Data
Microwave Oven Manufacturer's Instructions | vsoni@calfordseaden.com | 2020-11-09 12:05 | Manufacturer's Instructions |  |  | Type | Microwave oven | required | required |  |  |  | Microwave Oven Manufacturer's Instructions
Microwave Oven Warranty Certificate | vsoni@calfordseaden.com | 2020-11-09 12:05 | Warranty Certificate |  |  | Type | Microwave oven | required | required |  |  |  | Microwave Oven Warranty Certificate
Microwave Oven DOP declaration of performance | vsoni@calfordseaden.com | 2020-11-09 12:05 | DOP declaration of performance |  |  | Type | Microwave oven | required | required |  |  |  | Microwave Oven DOP declaration of performance
Microwave Oven Product Photo | vsoni@calfordseaden.com | 2020-11-09 12:05 | Product Photo |  |  | Type | Microwave oven | required | required |  |  |  | Microwave Oven Product Photo
Person Hoist Fixed Product Data | vsoni@calfordseaden.com | 2020-11-09 12:05 | Product Data |  |  | Type | Person Hoist Fixed | required | required |  |  |  | Person Hoist Fixed Product Data
Person Hoist Mobile Product Data | vsoni@calfordseaden.com | 2020-11-09 12:05 | Product Data |  |  | Type | Person Hoist Mobile | required | required |  |  |  | Person Hoist Mobile Product Data
Play ground Equipment Product Data | vsoni@calfordseaden.com | 2020-11-09 12:05 | Product Data |  |  | Type | Play ground Equipment | required | required |  |  |  | Play ground Equipment Product Data
Pump Product Data | vsoni@calfordseaden.com | 2020-11-09 12:05 | Product Data |  |  | Type | Pump | required | required |  |  |  | Pump Product Data
DefaultDocument | vsoni@calfordseaden.com | 2020-11-09 12:05 | Product Data | required | required | Type | DefaultType | required | required |  |  |  | DefaultDocument
Sewage Pump Product Data | vsoni@calfordseaden.com | 2020-11-09 12:05 | Product Data |  |  | Type | Sewage Pump | required | required |  |  |  | Sewage Pump Product Data
Shower Trays Product Data | vsoni@calfordseaden.com | 2020-11-09 12:05 | Product Data |  |  | Type | Shower tray | required | required |  |  |  | Shower Trays Product Data
Shower Trays DOP declaration of performance | vsoni@calfordseaden.com | 2020-11-09 12:05 | DOP declaration of performance |  |  | Type | Shower tray | required | required |  |  |  | Shower Trays DOP declaration of performance
Shower Trays Installation Instructions | vsoni@calfordseaden.com | 2020-11-09 12:05 | Installation Instructions |  |  | Type | Shower tray | required | required |  |  |  | Shower Trays Installation Instructions
Smoke Detector Product Data | vsoni@calfordseaden.com | 2020-11-09 12:05 | Product Data |  |  | Type | Smoke Detector | required | required |  |  |  | Smoke Detector Product Data
Smoke Louvre Warranty Certificate | vsoni@calfordseaden.com | 2020-11-09 12:05 | Warranty Certificate |  |  | Type | Smoke Louvre | required | required |  |  |  | Smoke Louvre Warranty Certificate
Smoke Louvre Product Data | vsoni@calfordseaden.com | 2020-11-09 12:05 | Product Data |  |  | Type | Smoke Louvre | required | required |  |  |  | Smoke Louvre Product Data
Smoke Louvre DOP declaration of performance | vsoni@calfordseaden.com | 2020-11-09 12:05 | DOP declaration of performance |  |  | Type | Smoke Louvre | required | required |  |  |  | Smoke Louvre DOP declaration of performance
Smoke Shaft Product Data | vsoni@calfordseaden.com | 2020-11-09 12:05 | Product Data |  |  | Type | Smoke Shaft | required | required |  |  |  | Smoke Shaft Product Data
Solar photo-voltaic cells Product Data | vsoni@calfordseaden.com | 2020-11-09 12:05 | Product Data |  |  | Type | Solar photo-voltaic cells | required | required |  |  |  | Solar photo-voltaic cells Product Data
Solar photo-voltaic cells Warranty Certificate | vsoni@calfordseaden.com | 2020-11-09 12:05 | Warranty Certificate |  |  | Type | Solar photo-voltaic cells | required | required |  |  |  | Solar photo-voltaic cells Warranty Certificate
Solar photo-voltaic cells DOP declaration of performance | vsoni@calfordseaden.com | 2020-11-09 12:05 | DOP declaration of performance |  |  | Type | Solar photo-voltaic cells | required | required |  |  |  | Solar photo-voltaic cells DOP declaration of performance
Solar Photo-voltaic Inverter Product Data | vsoni@calfordseaden.com | 2020-11-09 12:05 | Product Data |  |  | Type | Solar Photo-voltaic Inverter | required | required |  |  |  | Solar Photo-voltaic Inverter Product Data
Solar Thermal Hot Water Panel Product Data | vsoni@calfordseaden.com | 2020-11-09 12:05 | Product Data |  |  | Type | Solar Thermal Hot Water Panel | required | required |  |  |  | Solar Thermal Hot Water Panel Product Data
Sprinkler Control Assembly Product Data | vsoni@calfordseaden.com | 2020-11-09 12:05 | Product Data |  |  | Type | Sprinkler Control Assembly | required | required |  |  |  | Sprinkler Control Assembly Product Data
Sprinkler Control Panel Operation and Maintenance | vsoni@calfordseaden.com | 2020-11-09 12:05 | Operation and Maintenance |  |  | Type | Sprinkler Control Panel | required | required |  |  |  | Sprinkler Control Panel Operation and Maintenance
Sprinkler Control Panel Product Data | vsoni@calfordseaden.com | 2020-11-09 12:05 | Product Data |  |  | Type | Sprinkler Control Panel | required | required |  |  |  | Sprinkler Control Panel Product Data
Sprinkler Head DOP declaration of performance | vsoni@calfordseaden.com | 2020-11-09 12:05 | DOP declaration of performance |  |  | Type | Sprinkler head | required | required |  |  |  | Sprinkler Head DOP declaration of performance
Sprinkler Head Product Data | vsoni@calfordseaden.com | 2020-11-09 12:05 | Product Data |  |  | Type | Sprinkler head | required | required |  |  |  | Sprinkler Head Product Data
Stair Lift Operation and Maintenance | vsoni@calfordseaden.com | 2020-11-09 12:05 | Operation and Maintenance |  |  | Type | Stair Lift | required | required |  |  |  | Stair Lift Operation and Maintenance
Stair Lift DOP declaration of performance | vsoni@calfordseaden.com | 2020-11-09 12:05 | DOP declaration of performance |  |  | Type | Stair Lift | required | required |  |  |  | Stair Lift DOP declaration of performance
Stair Lift Product Data | vsoni@calfordseaden.com | 2020-11-09 12:05 | Product Data |  |  | Type | Stair Lift | required | required |  |  |  | Stair Lift Product Data
Surface mounted Dry riser cabinet DOP declaration of performance | vsoni@calfordseaden.com | 2020-11-09 12:05 | DOP declaration of performance |  |  | Type | Surface mounted Dry riser cabinet | required | required |  |  |  | Surface mounted Dry riser cabinet DOP declaration of performance
Surface mounted Dry riser cabinet Product Data | vsoni@calfordseaden.com | 2020-11-09 12:05 | Product Data |  |  | Type | Surface mounted Dry riser cabinet | required | required |  |  |  | Surface mounted Dry riser cabinet Product Data
Thermostatic Shower DOP declaration of performance | vsoni@calfordseaden.com | 2020-11-09 12:05 | DOP declaration of performance |  |  | Type | Thermostatic Shower | required | required |  |  |  | Thermostatic Shower DOP declaration of performance
Thermostatic Shower Manufacturer's Instructions | vsoni@calfordseaden.com | 2020-11-09 12:05 | Manufacturer's Instructions |  |  | Type | Thermostatic Shower | required | required |  |  |  | Thermostatic Shower Manufacturer's Instructions
Thermostatic Shower Product Photo | vsoni@calfordseaden.com | 2020-11-09 12:05 | Product Photo |  |  | Type | Thermostatic Shower | required | required |  |  |  | Thermostatic Shower Product Photo
Through Floor Lift Operation and Maintenance | vsoni@calfordseaden.com | 2020-11-09 12:05 | Operation and Maintenance |  |  | Type | Through Floor Lift | required | required |  |  |  | Through Floor Lift Operation and Maintenance
Through Floor Lift DOP declaration of performance | vsoni@calfordseaden.com | 2020-11-09 12:05 | DOP declaration of performance |  |  | Type | Through Floor Lift | required | required |  |  |  | Through Floor Lift DOP declaration of performance
Through Floor Lift Product Photo | vsoni@calfordseaden.com | 2020-11-09 12:05 | Product Photo |  |  | Type | Through Floor Lift | required | required |  |  |  | Through Floor Lift Product Photo
Toilet Pans DOP declaration of performance | vsoni@calfordseaden.com | 2020-11-09 12:05 | DOP declaration of performance |  |  | Type | Toilet Pan | required | required |  |  |  | Toilet Pans DOP declaration of performance
Toilet Pans Product Photo | vsoni@calfordseaden.com | 2020-11-09 12:05 | Product Photo |  |  | Type | Toilet Pan | required | required |  |  |  | Toilet Pans Product Photo
Traction Passenger lift Product Photo | vsoni@calfordseaden.com | 2020-11-09 12:05 | Product Photo |  |  | Type | Traction Passenger lift | required | required |  |  |  | Traction Passenger lift Product Photo
Traction Passenger lift DOP declaration of performance | vsoni@calfordseaden.com | 2020-11-09 12:05 | DOP declaration of performance |  |  | Type | Traction Passenger lift | required | required |  |  |  | Traction Passenger lift DOP declaration of performance
Traction Passenger lift Warranty Certificate | vsoni@calfordseaden.com | 2020-11-09 12:05 | Warranty Certificate |  |  | Type | Traction Passenger lift | required | required |  |  |  | Traction Passenger lift Warranty Certificate
Traction Passenger lift Operation and Maintenance | vsoni@calfordseaden.com | 2020-11-09 12:05 | Operation and Maintenance |  |  | Type | Traction Passenger lift | required | required |  |  |  | Traction Passenger lift Operation and Maintenance
Traction Passenger lift Technical Drawing | vsoni@calfordseaden.com | 2020-11-09 12:05 | Technical Drawing |  |  | Type | Traction Passenger lift | required | required |  |  |  | Traction Passenger lift Technical Drawing
Washer Dryer Product Data | vsoni@calfordseaden.com | 2020-11-09 12:05 | Product Data |  |  | Type | Washer dryer | required | required |  |  |  | Washer Dryer Product Data
Washer Dryer DOP declaration of performance | vsoni@calfordseaden.com | 2020-11-09 12:05 | DOP declaration of performance |  |  | Type | Washer dryer | required | required |  |  |  | Washer Dryer DOP declaration of performance
Washer Dryer Operation and Maintenance | vsoni@calfordseaden.com | 2020-11-09 12:05 | Operation and Maintenance |  |  | Type | Washer dryer | required | required |  |  |  | Washer Dryer Operation and Maintenance
Water Meter Product Data | vsoni@calfordseaden.com | 2020-11-09 12:05 | Product Data |  |  | Type | Water meter | required | required |  |  |  | Water Meter Product Data
Water source heat pumps Product Data | vsoni@calfordseaden.com | 2020-11-09 12:05 | Product Data |  |  | Type | Water source heat pump | required | required |  |  |  | Water source heat pumps Product Data
Wind Turbine Product Data | vsoni@calfordseaden.com | 2020-11-09 12:05 | Product Data |  |  | Type | Wind Turbine | required | required |  |  |  | Wind Turbine Product Data

## Attribute
Name | CreatedBy | CreatedOn | Category | SheetName | RowName | Value | Unit | ExtSystem | ExtObject | ExtIdentifier | Description | AllowedValues
Area | vsoni@calfordseaden.com | 2020-11-09 12:05 |  | Component | DefaultComponent | 0 | number |  | Client | Required | Information Exchange Stage Id | 0,1,2,3,4,5,6,7
Length | vsoni@calfordseaden.com | 2020-11-09 12:05 |  | Component | DefaultComponent | 0 | number |  | Client | Required | Information Exchange Stage Id | 0,1,2,3,4,5,6,7
Quantity | vsoni@calfordseaden.com | 2020-11-09 12:05 |  | Component | DefaultComponent | 0 | number |  | Asset Common | Required | Quantity of Instances
Reference | vsoni@calfordseaden.com | 2020-11-09 12:05 |  | Document | DefaultDocument | 0 | number |  | Client | Required | Information Exchange Stage Id | 0,1,2,3,4,5,6,7
Applicable Fire Standard | vsoni@calfordseaden.com | 2020-11-09 12:05 |  | Document | DefaultDocument | EN12101-1 | text |  | EN12101-1 | Required | Proof of all documentation and standards being met
Applicable Fire Standard | vsoni@calfordseaden.com | 2020-11-09 12:05 |  | Document | DefaultDocument | EN12101-10 and ISO21927-9 | text |  | EN12101-10 and ISO21927-9 | Required | Proof of all documentation and standards being met
Applicable Fire Standard | vsoni@calfordseaden.com | 2020-11-09 12:05 |  | Document | DefaultDocument | EN12101-2 | text |  | EN12101-2 | Required | Proof of all documentation and standards being met
Applicable Fire Standard | vsoni@calfordseaden.com | 2020-11-09 12:05 |  | Document | DefaultDocument | EN12101-3 | text |  | EN12101-3 | Required | Proof of all documentation and standards being met
Applicable Fire Standard | vsoni@calfordseaden.com | 2020-11-09 12:05 |  | Document | DefaultDocument | EN12101-8 | text |  | EN12101-8 | Required | Proof of all documentation and standards being met
Applicable Fire Standard | vsoni@calfordseaden.com | 2020-11-09 12:05 |  | Document | DefaultDocument | ISO21927-9 | text |  | ISO21927-9 | Required | Proof of all documentation and standards being met
End of Defects Date | vsoni@calfordseaden.com | 2020-11-09 12:05 |  | Facility | DefaultFacility | 2020-11-09 12:05 | Date |  | Block Information | Required | End of Defects Date dd/mm/yyyy | [dd/mm/yyyy]
Start of Defects Date | vsoni@calfordseaden.com | 2020-11-09 12:05 |  | Facility | DefaultFacility | 2020-11-09 12:05 | Date |  | Block Information | Required | Start of Defects Date dd/mm/yyyy | [dd/mm/yyyy]
Latitude | vsoni@calfordseaden.com | 2020-11-09 12:05 |  | Facility | DefaultFacility | 0 | Decimal Deg |  | Client | Required | Latitude as decimal degree
Longitude | vsoni@calfordseaden.com | 2020-11-09 12:05 |  | Facility | DefaultFacility | 0 | Decimal Deg
Number of floors | vsoni@calfordseaden.com | 2020-11-09 12:05 |  | Facility | DefaultFacility | 0 | number |  | Block Information | Required | Number of Floors
Country | vsoni@calfordseaden.com | 2020-11-09 12:05 |  | Facility | DefaultFacility | unknown | text |  | Address Block Information | Required | The country name to the standard of ISO 3166-1 English short name case sensitive.
Maintenance Responsibility | vsoni@calfordseaden.com | 2020-11-09 12:05 |  | Facility | DefaultFacility | unknown | text |  | Block Information | Required | Maintenance Responsibility
Ownership | vsoni@calfordseaden.com | 2020-11-09 12:05 |  | Facility | DefaultFacility | unknown | text |  | Block Information | Required | Ownership
PostalCode | vsoni@calfordseaden.com | 2020-11-09 12:05 |  | Facility | DefaultFacility | unknown | text |  | Address Block Information | Required | The postal code as used by the national postal service of the country. | [10]
Street | vsoni@calfordseaden.com | 2020-11-09 12:05 |  | Facility | DefaultFacility | unknown | text |  | Address Block Information | Required | The street name. This should include building number and any estate, or locality that helps identify the address.
UPRN | vsoni@calfordseaden.com | 2020-11-09 12:05 |  | Facility | DefaultFacility | unknown | text |  | Block Information | Required | A Unique Property Reference Number (UPRN) is a unique alphanumeric identifier for every spatial address in Great Britain and can be found in OS's Address products. It provides a comprehensive, complete, consistent identifier throughout a property's life cycle – from planning permission through to demolition. | [20]
AirflowSensible | vsoni@calfordseaden.com | 2020-11-09 12:05 |  | Space | Bathroom 01-01 | 0 | m³ / s |  | Pset_AirSideSystemInformation | Required | The air flowrate required to satisfy the sensible peak loads.
TotalAirflow | vsoni@calfordseaden.com | 2020-11-09 12:05 |  | Space | Bathroom 01-01 | 0 | m³ / s |  | Pset_AirSideSystemInformation | Required | The total design supply air flowrate required for the system for either heating or cooling conditions, whichever is greater.
CeilingCovering | vsoni@calfordseaden.com | 2020-11-09 12:05 |  | Space | Bathroom 01-01 | unknown | text |  | Pset_SpaceCoveringRequirements | Required | Label to indicate the material or finish of the space flooring. The label is used for room book information and often displayed in room stamp.The material information is provided in absence of an IfcCovering (type=CEILING) object with own shape representation and material assignment. In case of inconsistency the material assigned to IfcCovering elements takes precedence.
FloorCovering | vsoni@calfordseaden.com | 2020-11-09 12:05 |  | Space | Bathroom 01-01 | unknown | text |  | Pset_SpaceCoveringRequirements | Required | Label to indicate the material or finish of the space flooring. The label is used for room book information and often displayed in room stamp.The material information is provided in absence of an IfcCovering (type=FLOORING) object with own shape representation and material assignment. In case of inconsistency the material assigned to IfcCovering elements takes precedence.
SkirtingBoard | vsoni@calfordseaden.com | 2020-11-09 12:05 |  | Space | Bathroom 01-01 | unknown | text |  | Pset_SpaceCoveringRequirements | Required | Label to indicate the material or construction of the skirting board around the space flooring. The label is used for room book information.The material information is provided in absence of an IfcCovering (type=SKIRTINGBOARD) object with own shape representation and material assignment. In case of inconsistency the material assigned to IfcCovering elements takes precedence.
WallCovering | vsoni@calfordseaden.com | 2020-11-09 12:05 |  | Space | Bathroom 01-01 | unknown | text |  | Pset_SpaceCoveringRequirements | Required | Label to indicate the material or finish of the space flooring. The label is used for room book information and often displayed in room stamp.The material information is provided in absence of an IfcCovering (type=CLADDING) object with own shape representation and material assignment. In case of inconsistency the material assigned to IfcCovering elements takes precedence.
SpaceTemplateId | vsoni@calfordseaden.com | 2020-11-09 12:05 |  | Space | Bathroom 01-01 | 57b44093-9de6-42cc-af8a-5acda01aeb67 | uid |  | Templater | Required | IFC-SL-Space-GB-Base
AirSideSystemType | vsoni@calfordseaden.com | 2020-11-09 12:05 |  | Space | Bedroom 01-03 | unknown | choose air side system type from drop-down |  | Pset_AirSideSystemInformation | Required | This enumeration specifies the basic types of possible air side systems (e.g., Constant Volume, Variable Volume, etc.).
AirflowSensible | vsoni@calfordseaden.com | 2020-11-09 12:05 |  | Space | Bedroom 01-03 | 0 | m³ / s |  | Pset_AirSideSystemInformation | Required | The air flowrate required to satisfy the sensible peak loads.
TotalAirflow | vsoni@calfordseaden.com | 2020-11-09 12:05 |  | Space | Bedroom 01-03 | 0 | m³ / s |  | Pset_AirSideSystemInformation | Required | The total design supply air flowrate required for the system for either heating or cooling conditions, whichever is greater.
CeilingCovering | vsoni@calfordseaden.com | 2020-11-09 12:05 |  | Space | Bedroom 01-03 | unknown | text |  | Pset_SpaceCoveringRequirements | Required | Label to indicate the material or finish of the space flooring. The label is used for room book information and often displayed in room stamp.The material information is provided in absence of an IfcCovering (type=CEILING) object with own shape representation and material assignment. In case of inconsistency the material assigned to IfcCovering elements takes precedence.
FloorCovering | vsoni@calfordseaden.com | 2020-11-09 12:05 |  | Space | Bedroom 01-03 | unknown | text |  | Pset_SpaceCoveringRequirements | Required | Label to indicate the material or finish of the space flooring. The label is used for room book information and often displayed in room stamp.The material information is provided in absence of an IfcCovering (type=FLOORING) object with own shape representation and material assignment. In case of inconsistency the material assigned to IfcCovering elements takes precedence.
SkirtingBoard | vsoni@calfordseaden.com | 2020-11-09 12:05 |  | Space | Bedroom 01-03 | unknown | text |  | Pset_SpaceCoveringRequirements | Required | Label to indicate the material or construction of the skirting board around the space flooring. The label is used for room book information.The material information is provided in absence of an IfcCovering (type=SKIRTINGBOARD) object with own shape representation and material assignment. In case of inconsistency the material assigned to IfcCovering elements takes precedence.
WallCovering | vsoni@calfordseaden.com | 2020-11-09 12:05 |  | Space | Bedroom 01-03 | unknown | text |  | Pset_SpaceCoveringRequirements | Required | Label to indicate the material or finish of the space flooring. The label is used for room book information and often displayed in room stamp.The material information is provided in absence of an IfcCovering (type=CLADDING) object with own shape representation and material assignment. In case of inconsistency the material assigned to IfcCovering elements takes precedence.
SpaceTemplateId | vsoni@calfordseaden.com | 2020-11-09 12:05 |  | Space | Bedroom 01-03 | 57b44093-9de6-42cc-af8a-5acda01aeb67 | uid |  | Templater | Required | IFC-SL-Space-GB-Base
CeilingCovering | vsoni@calfordseaden.com | 2020-11-09 12:05 |  | Space | Corridor | unknown | text |  | Pset_SpaceCoveringRequirements | Required | Label to indicate the material or finish of the space flooring. The label is used for room book information and often displayed in room stamp.The material information is provided in absence of an IfcCovering (type=CEILING) object with own shape representation and material assignment. In case of inconsistency the material assigned to IfcCovering elements takes precedence.
FloorCovering | vsoni@calfordseaden.com | 2020-11-09 12:05 |  | Space | Corridor | unknown | text |  | Pset_SpaceCoveringRequirements | Required | Label to indicate the material or finish of the space flooring. The label is used for room book information and often displayed in room stamp.The material information is provided in absence of an IfcCovering (type=FLOORING) object with own shape representation and material assignment. In case of inconsistency the material assigned to IfcCovering elements takes precedence.
SkirtingBoard | vsoni@calfordseaden.com | 2020-11-09 12:05 |  | Space | Corridor | unknown | text |  | Pset_SpaceCoveringRequirements | Required | Label to indicate the material or construction of the skirting board around the space flooring. The label is used for room book information.The material information is provided in absence of an IfcCovering (type=SKIRTINGBOARD) object with own shape representation and material assignment. In case of inconsistency the material assigned to IfcCovering elements takes precedence.
WallCovering | vsoni@calfordseaden.com | 2020-11-09 12:05 |  | Space | Corridor | unknown | text |  | Pset_SpaceCoveringRequirements | Required | Label to indicate the material or finish of the space flooring. The label is used for room book information and often displayed in room stamp.The material information is provided in absence of an IfcCovering (type=CLADDING) object with own shape representation and material assignment. In case of inconsistency the material assigned to IfcCovering elements takes precedence.
SpaceTemplateId | vsoni@calfordseaden.com | 2020-11-09 12:05 |  | Space | Corridor | 57b44093-9de6-42cc-af8a-5acda01aeb67 | uid | ` | Templater | Required | IFC-SL-Space-GB-Base
Suppliers | vsoni@calfordseaden.com | 2020-11-09 12:05 |  | Spare | DefaultSpare | 0 | number |  | Client | Required | Information Exchange Stage Id | 0,1,2,3,4,5,6,7
CeilingCovering | vsoni@calfordseaden.com | 2020-11-09 12:05 |  | Space | Hallway | unknown | text |  | Pset_SpaceCoveringRequirements | Required | Label to indicate the material or finish of the space flooring. The label is used for room book information and often displayed in room stamp.The material information is provided in absence of an IfcCovering (type=CEILING) object with own shape representation and material assignment. In case of inconsistency the material assigned to IfcCovering elements takes precedence.
SkirtingBoard | vsoni@calfordseaden.com | 2020-11-09 12:05 |  | Space | Hallway | unknown | text |  | Pset_SpaceCoveringRequirements | Required | Label to indicate the material or construction of the skirting board around the space flooring. The label is used for room book information.The material information is provided in absence of an IfcCovering (type=SKIRTINGBOARD) object with own shape representation and material assignment. In case of inconsistency the material assigned to IfcCovering elements takes precedence.
FloorCovering | vsoni@calfordseaden.com | 2020-11-09 12:05 |  | Space | Hallway | unknown | text |  | Pset_SpaceCoveringRequirements | Required | Label to indicate the material or finish of the space flooring. The label is used for room book information and often displayed in room stamp.The material information is provided in absence of an IfcCovering (type=FLOORING) object with own shape representation and material assignment. In case of inconsistency the material assigned to IfcCovering elements takes precedence.
WallCovering | vsoni@calfordseaden.com | 2020-11-09 12:05 |  | Space | Hallway | unknown | text |  | Pset_SpaceCoveringRequirements | Required | Label to indicate the material or finish of the space flooring. The label is used for room book information and often displayed in room stamp.The material information is provided in absence of an IfcCovering (type=CLADDING) object with own shape representation and material assignment. In case of inconsistency the material assigned to IfcCovering elements takes precedence.
SpaceTemplateId | vsoni@calfordseaden.com | 2020-11-09 12:05 |  | Space | Hallway | 57b44093-9de6-42cc-af8a-5acda01aeb67 | uid |  | Templater | Required | IFC-SL-Space-GB-Base
AirSideSystemType | vsoni@calfordseaden.com | 2020-11-09 12:05 |  | Space | Domestic Kitchen 01-04 | unknown | choose air side system type from drop-down |  | Pset_AirSideSystemInformation | Required | This enumeration specifies the basic types of possible air side systems (e.g., Constant Volume, Variable Volume, etc.).
AirflowSensible | vsoni@calfordseaden.com | 2020-11-09 12:05 |  | Space | Domestic Kitchen 01-04 | 0 | m³ / s |  | Pset_AirSideSystemInformation | Required | The air flowrate required to satisfy the sensible peak loads.
TotalAirflow | vsoni@calfordseaden.com | 2020-11-09 12:05 |  | Space | Domestic Kitchen 01-04 | 0 | m³ / s |  | Pset_AirSideSystemInformation | Required | The total design supply air flowrate required for the system for either heating or cooling conditions, whichever is greater.
CeilingCovering | vsoni@calfordseaden.com | 2020-11-09 12:05 |  | Space | Domestic Kitchen 01-04 | unknown | text |  | Pset_SpaceCoveringRequirements | Required | Label to indicate the material or finish of the space flooring. The label is used for room book information and often displayed in room stamp.The material information is provided in absence of an IfcCovering (type=CEILING) object with own shape representation and material assignment. In case of inconsistency the material assigned to IfcCovering elements takes precedence.
FloorCovering | vsoni@calfordseaden.com | 2020-11-09 12:05 |  | Space | Domestic Kitchen 01-04 | unknown | text |  | Pset_SpaceCoveringRequirements | Required | Label to indicate the material or finish of the space flooring. The label is used for room book information and often displayed in room stamp.The material information is provided in absence of an IfcCovering (type=FLOORING) object with own shape representation and material assignment. In case of inconsistency the material assigned to IfcCovering elements takes precedence.
SkirtingBoard | vsoni@calfordseaden.com | 2020-11-09 12:05 |  | Space | Domestic Kitchen 01-04 | unknown | text |  | Pset_SpaceCoveringRequirements | Required | Label to indicate the material or construction of the skirting board around the space flooring. The label is used for room book information.The material information is provided in absence of an IfcCovering (type=SKIRTINGBOARD) object with own shape representation and material assignment. In case of inconsistency the material assigned to IfcCovering elements takes precedence.
WallCovering | vsoni@calfordseaden.com | 2020-11-09 12:05 |  | Space | Domestic Kitchen 01-04 | unknown | text |  | Pset_SpaceCoveringRequirements | Required | Label to indicate the material or finish of the space flooring. The label is used for room book information and often displayed in room stamp.The material information is provided in absence of an IfcCovering (type=CLADDING) object with own shape representation and material assignment. In case of inconsistency the material assigned to IfcCovering elements takes precedence.
SpaceTemplateId | vsoni@calfordseaden.com | 2020-11-09 12:05 |  | Space | Domestic Kitchen 01-04 | 57b44093-9de6-42cc-af8a-5acda01aeb67 | uid |  | Templater | Required | IFC-SL-Space-GB-Base
MinimumHeadroom | vsoni@calfordseaden.com | 2020-11-09 12:05 |  | Space | Living Room 01-05 | 0 | meter |  | Pset_SpaceOccupancyRequirements | Required | Headroom required for the activity assigned to this space.
OccupancyNumber | vsoni@calfordseaden.com | 2020-11-09 12:05 |  | Space | Living Room 01-05 | 0 | number |  | Pset_SpaceOccupancyRequirements | Required | Number of people required for the activity assigned to this space.
CeilingCovering | vsoni@calfordseaden.com | 2020-11-09 12:05 |  | Space | Living Room 01-05 | unknown | text |  | Pset_SpaceCoveringRequirements | Required | Label to indicate the material or finish of the space flooring. The label is used for room book information and often displayed in room stamp.The material information is provided in absence of an IfcCovering (type=CEILING) object with own shape representation and material assignment. In case of inconsistency the material assigned to IfcCovering elements takes precedence.
FloorCovering | vsoni@calfordseaden.com | 2020-11-09 12:05 |  | Space | Living Room 01-05 | unknown | text |  | Pset_SpaceCoveringRequirements | Required | Label to indicate the material or finish of the space flooring. The label is used for room book information and often displayed in room stamp.The material information is provided in absence of an IfcCovering (type=FLOORING) object with own shape representation and material assignment. In case of inconsistency the material assigned to IfcCovering elements takes precedence.
OccupancyType | vsoni@calfordseaden.com | 2020-11-09 12:05 |  | Space | Living Room 01-05 | unknown | text |  | Pset_SpaceOccupancyRequirements | Required | Occupancy type for this object. It is defined according to the presiding national building code.
SkirtingBoard | vsoni@calfordseaden.com | 2020-11-09 12:05 |  | Space | Living Room 01-05 | unknown | text |  | Pset_SpaceCoveringRequirements | Required | Label to indicate the material or construction of the skirting board around the space flooring. The label is used for room book information.The material information is provided in absence of an IfcCovering (type=SKIRTINGBOARD) object with own shape representation and material assignment. In case of inconsistency the material assigned to IfcCovering elements takes precedence.
WallCovering | vsoni@calfordseaden.com | 2020-11-09 12:05 |  | Space | Living Room 01-05 | unknown | text |  | Pset_SpaceCoveringRequirements | Required | Label to indicate the material or finish of the space flooring. The label is used for room book information and often displayed in room stamp.The material information is provided in absence of an IfcCovering (type=CLADDING) object with own shape representation and material assignment. In case of inconsistency the material assigned to IfcCovering elements takes precedence.
SpaceTemplateId | vsoni@calfordseaden.com | 2020-11-09 12:05 |  | Space | Living Room 01-05 | 57b44093-9de6-42cc-af8a-5acda01aeb67 | uid |  | Templater | Required | IFC-SL-Space-GB-Base
IsOutlookDesirable | vsoni@calfordseaden.com | 2020-11-09 12:05 |  | Space | Living Room 01-05 | unknown | Yes,No |  | Pset_SpaceOccupancyRequirements | Required | An indication of whether the outlook is desirable (set TRUE) or not (set FALSE)
FloorCovering | vsoni@calfordseaden.com | 2020-11-09 12:05 |  | Space | Stairway (shared) | unknown | text |  | Pset_SpaceCoveringRequirements | Required | Label to indicate the material or finish of the space flooring. The label is used for room book information and often displayed in room stamp.The material information is provided in absence of an IfcCovering (type=FLOORING) object with own shape representation and material assignment. In case of inconsistency the material assigned to IfcCovering elements takes precedence.
CeilingCovering | vsoni@calfordseaden.com | 2020-11-09 12:05 |  | Space | Stairway (shared) | unknown | text |  | Pset_SpaceCoveringRequirements | Required | Label to indicate the material or finish of the space flooring. The label is used for room book information and often displayed in room stamp.The material information is provided in absence of an IfcCovering (type=CEILING) object with own shape representation and material assignment. In case of inconsistency the material assigned to IfcCovering elements takes precedence.
SkirtingBoard | vsoni@calfordseaden.com | 2020-11-09 12:05 |  | Space | Stairway (shared) | unknown | text |  | Pset_SpaceCoveringRequirements | Required | Label to indicate the material or construction of the skirting board around the space flooring. The label is used for room book information.The material information is provided in absence of an IfcCovering (type=SKIRTINGBOARD) object with own shape representation and material assignment. In case of inconsistency the material assigned to IfcCovering elements takes precedence.
WallCovering | vsoni@calfordseaden.com | 2020-11-09 12:05 |  | Space | Stairway (shared) | unknown | text |  | Pset_SpaceCoveringRequirements | Required | Label to indicate the material or finish of the space flooring. The label is used for room book information and often displayed in room stamp.The material information is provided in absence of an IfcCovering (type=CLADDING) object with own shape representation and material assignment. In case of inconsistency the material assigned to IfcCovering elements takes precedence.
SpaceTemplateId | vsoni@calfordseaden.com | 2020-11-09 12:05 |  | Space | Stairway (shared) | 57b44093-9de6-42cc-af8a-5acda01aeb67 | uid |  | Templater | Required | IFC-SL-Space-GB-Base
CeilingCovering | vsoni@calfordseaden.com | 2020-11-09 12:05 |  | Space | Storage Room (unit) | unknown | text |  | Pset_SpaceCoveringRequirements | Required | Label to indicate the material or finish of the space flooring. The label is used for room book information and often displayed in room stamp.The material information is provided in absence of an IfcCovering (type=CEILING) object with own shape representation and material assignment. In case of inconsistency the material assigned to IfcCovering elements takes precedence.
FloorCovering | vsoni@calfordseaden.com | 2020-11-09 12:05 |  | Space | Storage Room (unit) | unknown | text |  | Pset_SpaceCoveringRequirements | Required | Label to indicate the material or finish of the space flooring. The label is used for room book information and often displayed in room stamp.The material information is provided in absence of an IfcCovering (type=FLOORING) object with own shape representation and material assignment. In case of inconsistency the material assigned to IfcCovering elements takes precedence.
SkirtingBoard | vsoni@calfordseaden.com | 2020-11-09 12:05 |  | Space | Storage Room (unit) | unknown | text |  | Pset_SpaceCoveringRequirements | Required | Label to indicate the material or construction of the skirting board around the space flooring. The label is used for room book information.The material information is provided in absence of an IfcCovering (type=SKIRTINGBOARD) object with own shape representation and material assignment. In case of inconsistency the material assigned to IfcCovering elements takes precedence.
WallCovering | vsoni@calfordseaden.com | 2020-11-09 12:05 |  | Space | Storage Room (unit) | unknown | text |  | Pset_SpaceCoveringRequirements | Required | Label to indicate the material or finish of the space flooring. The label is used for room book information and often displayed in room stamp.The material information is provided in absence of an IfcCovering (type=CLADDING) object with own shape representation and material assignment. In case of inconsistency the material assigned to IfcCovering elements takes precedence.
SpaceTemplateId | vsoni@calfordseaden.com | 2020-11-09 12:05 |  | Space | Storage Room (unit) | 57b44093-9de6-42cc-af8a-5acda01aeb67 | uid |  | Templater | Required | IFC-SL-Space-GB-Base
AirflowSensible | vsoni@calfordseaden.com | 2020-11-09 12:05 |  | Space | Toilet 01-07 | 0 | m³ / s |  | Pset_AirSideSystemInformation | Required | The air flowrate required to satisfy the sensible peak loads.
TotalAirflow | vsoni@calfordseaden.com | 2020-11-09 12:05 |  | Space | Toilet 01-07 | 0 | m³ / s |  | Pset_AirSideSystemInformation | Required | The total design supply air flowrate required for the system for either heating or cooling conditions, whichever is greater.
MinimumHeadroom | vsoni@calfordseaden.com | 2020-11-09 12:05 |  | Space | Toilet 01-07 | 0 | meter |  | Pset_SpaceOccupancyRequirements | Required | Headroom required for the activity assigned to this space.
CeilingCovering | vsoni@calfordseaden.com | 2020-11-09 12:05 |  | Space | Toilet 01-07 | unknown | text |  | Pset_SpaceCoveringRequirements | Required | Label to indicate the material or finish of the space flooring. The label is used for room book information and often displayed in room stamp.The material information is provided in absence of an IfcCovering (type=CEILING) object with own shape representation and material assignment. In case of inconsistency the material assigned to IfcCovering elements takes precedence.
FloorCovering | vsoni@calfordseaden.com | 2020-11-09 12:05 |  | Space | Toilet 01-07 | unknown | text |  | Pset_SpaceCoveringRequirements | Required | Label to indicate the material or finish of the space flooring. The label is used for room book information and often displayed in room stamp.The material information is provided in absence of an IfcCovering (type=FLOORING) object with own shape representation and material assignment. In case of inconsistency the material assigned to IfcCovering elements takes precedence.
SkirtingBoard | vsoni@calfordseaden.com | 2020-11-09 12:05 |  | Space | Toilet 01-07 | unknown | text |  | Pset_SpaceCoveringRequirements | Required | Label to indicate the material or construction of the skirting board around the space flooring. The label is used for room book information.The material information is provided in absence of an IfcCovering (type=SKIRTINGBOARD) object with own shape representation and material assignment. In case of inconsistency the material assigned to IfcCovering elements takes precedence.
WallCovering | vsoni@calfordseaden.com | 2020-11-09 12:05 |  | Space | Toilet 01-07 | unknown | text |  | Pset_SpaceCoveringRequirements | Required | Label to indicate the material or finish of the space flooring. The label is used for room book information and often displayed in room stamp.The material information is provided in absence of an IfcCovering (type=CLADDING) object with own shape representation and material assignment. In case of inconsistency the material assigned to IfcCovering elements takes precedence.
SpaceTemplateId | vsoni@calfordseaden.com | 2020-11-09 12:05 |  | Space | Toilet 01-07 | 57b44093-9de6-42cc-af8a-5acda01aeb67 | uid |  | Templater | Required | IFC-SL-Space-GB-Base
CeilingCovering | vsoni@calfordseaden.com | 2020-11-09 12:05 |  | Space | Utility Room | unknown | text |  | Pset_SpaceCoveringRequirements | Required | Label to indicate the material or finish of the space flooring. The label is used for room book information and often displayed in room stamp.The material information is provided in absence of an IfcCovering (type=CEILING) object with own shape representation and material assignment. In case of inconsistency the material assigned to IfcCovering elements takes precedence.
FloorCovering | vsoni@calfordseaden.com | 2020-11-09 12:05 |  | Space | Utility Room | unknown | text |  | Pset_SpaceCoveringRequirements | Required | Label to indicate the material or finish of the space flooring. The label is used for room book information and often displayed in room stamp.The material information is provided in absence of an IfcCovering (type=FLOORING) object with own shape representation and material assignment. In case of inconsistency the material assigned to IfcCovering elements takes precedence.
WallCovering | vsoni@calfordseaden.com | 2020-11-09 12:05 |  | Space | Utility Room | unknown | text |  | Pset_SpaceCoveringRequirements | Required | Label to indicate the material or finish of the space flooring. The label is used for room book information and often displayed in room stamp.The material information is provided in absence of an IfcCovering (type=CLADDING) object with own shape representation and material assignment. In case of inconsistency the material assigned to IfcCovering elements takes precedence.
SpaceTemplateId | vsoni@calfordseaden.com | 2020-11-09 12:05 |  | Space | Utility Room | 57b44093-9de6-42cc-af8a-5acda01aeb67 | uid |  | Templater | Required | IFC-SL-Space-GB-Base
Contractor | vsoni@calfordseaden.com | 2020-11-09 12:05 |  | System | Access | DefaultContact@DefaultCompany.com | email |  | System | Required | Installation Contractor Cobie.Contact.Email
Contractor | vsoni@calfordseaden.com | 2020-11-09 12:05 |  | System | Aerial/Satellite | DefaultContact@DefaultCompany.com | email |  | System | Required | Installation Contractor Cobie.Contact.Email
Contractor | vsoni@calfordseaden.com | 2020-11-09 12:05 |  | System | Aids & Adaption | DefaultContact@DefaultCompany.com | email |  | System | Required | Installation Contractor Cobie.Contact.Email
Contractor | vsoni@calfordseaden.com | 2020-11-09 12:05 |  | System | Below-ground pumped drainage system | DefaultContact@DefaultCompany.com | email |  | System | Required | Installation Contractor Cobie.Contact.Email
Contractor | vsoni@calfordseaden.com | 2020-11-09 12:05 |  | System | Electrical-Lighting | DefaultContact@DefaultCompany.com | email |  | System | Required | Installation Contractor Cobie.Contact.Email
Contractor | vsoni@calfordseaden.com | 2020-11-09 12:05 |  | System | Electrical-Power | DefaultContact@DefaultCompany.com | email |  | System | Required | Installation Contractor Cobie.Contact.Email
Contractor | vsoni@calfordseaden.com | 2020-11-09 12:05 |  | System | Fabric | DefaultContact@DefaultCompany.com | email |  | System | Required | Installation Contractor Cobie.Contact.Email
Contractor | vsoni@calfordseaden.com | 2020-11-09 12:05 |  | System | Finishes-Ceilings | DefaultContact@DefaultCompany.com | email |  | System | Required | Installation Contractor Cobie.Contact.Email
Contractor | vsoni@calfordseaden.com | 2020-11-09 12:05 |  | System | Finishes-Floors | DefaultContact@DefaultCompany.com | email |  | System | Required | Installation Contractor Cobie.Contact.Email
Contractor | vsoni@calfordseaden.com | 2020-11-09 12:05 |  | System | Finishes-Walls | DefaultContact@DefaultCompany.com | email |  | System | Required | Installation Contractor Cobie.Contact.Email
Contractor | vsoni@calfordseaden.com | 2020-11-09 12:05 |  | System | Fire | DefaultContact@DefaultCompany.com | email |  | System | Required | Installation Contractor Cobie.Contact.Email
Contractor | vsoni@calfordseaden.com | 2020-11-09 12:05 |  | System | Lightning protection systems | DefaultContact@DefaultCompany.com | email |  | System | Required | Installation Contractor Cobie.Contact.Email
Contractor | vsoni@calfordseaden.com | 2020-11-09 12:05 |  | System | Mechanical-Fire | DefaultContact@DefaultCompany.com | email |  | System | Required | Installation Contractor Cobie.Contact.Email
Contractor | vsoni@calfordseaden.com | 2020-11-09 12:05 |  | System | Mechanical-Heating | DefaultContact@DefaultCompany.com | email |  | System | Required | Installation Contractor Cobie.Contact.Email
Contractor | vsoni@calfordseaden.com | 2020-11-09 12:05 |  | System | Mechanical-Power | DefaultContact@DefaultCompany.com | email |  | System | Required | Installation Contractor Cobie.Contact.Email
Contractor | vsoni@calfordseaden.com | 2020-11-09 12:05 |  | System | Mechanical-Reclamation | DefaultContact@DefaultCompany.com | email |  | System | Required | Installation Contractor Cobie.Contact.Email
Contractor | vsoni@calfordseaden.com | 2020-11-09 12:05 |  | System | Mechanical-transportation | DefaultContact@DefaultCompany.com | email |  | System | Required | Installation Contractor Cobie.Contact.Email
Contractor | vsoni@calfordseaden.com | 2020-11-09 12:05 |  | System | Mechanical-Water | DefaultContact@DefaultCompany.com | email |  | System | Required | Installation Contractor Cobie.Contact.Email
Contractor | vsoni@calfordseaden.com | 2020-11-09 12:05 |  | System | Plant | DefaultContact@DefaultCompany.com | email |  | System | Required | Installation Contractor Cobie.Contact.Email
Contractor | vsoni@calfordseaden.com | 2020-11-09 12:05 |  | System | Sanitaryware | DefaultContact@DefaultCompany.com | email |  | System | Required | Installation Contractor Cobie.Contact.Email
Contractor | vsoni@calfordseaden.com | 2020-11-09 12:05 |  | System | Security (CCTV) | DefaultContact@DefaultCompany.com | email |  | System | Required | Installation Contractor Cobie.Contact.Email
Contractor | vsoni@calfordseaden.com | 2020-11-09 12:05 |  | System | White Goods | DefaultContact@DefaultCompany.com | email |  | System | Required | Installation Contractor Cobie.Contact.Email
Quantity | vsoni@calfordseaden.com | 2020-11-09 12:05 |  | Type | Abseil Fixing | 0 | number |  | Asset Common | Required | Quantity of Instances
AssetTypeTemplateId | vsoni@calfordseaden.com | 2020-11-09 12:05 |  | Type | Abseil Fixing | 57b44093-9de6-42cc-af8a-5acda01aeb67 | uid |  | Templater | Required | IFC-Pr-Actuator-GB-Base
FireRating | vsoni@calfordseaden.com | 2020-11-09 12:05 |  | Type | Access Hatch | unknown | text |  | Access Hatches | Required | Fire rating for this object. It is given according to the national fire safety classification.
Fire Insulation | vsoni@calfordseaden.com | 2020-11-09 12:05 |  | Type | Air Handling Unit | unknown | text |  | Air Handling Units | Required | Fire Insultation Type
Fire Integrity | vsoni@calfordseaden.com | 2020-11-09 12:05 |  | Type | Air Handling Unit | unknown | text |  | Air Handling Units | Required | Fire Integrity for this object. It is given according to the national fire safety classification.
FireRating | vsoni@calfordseaden.com | 2020-11-09 12:05 |  | Type | Air Handling Unit | unknown | text |  | Air Handling Units | Required | Fire rating for this object. It is given according to the national fire safety classification.
Quantity | vsoni@calfordseaden.com | 2020-11-09 12:05 |  | Type | Air source heat pump | 0 | number |  | Asset Common | Required | Quantity of Instances
Quantity | vsoni@calfordseaden.com | 2020-11-09 12:05 |  | Type | Antenna | 0 | number |  | Asset Common | Required | Quantity of Instances
Fire Insulation | vsoni@calfordseaden.com | 2020-11-09 12:05 |  | Type | Automatic Door | unknown | text |  | Automatic Door | Required | Fire Insultation Type
Fire Integrity | vsoni@calfordseaden.com | 2020-11-09 12:05 |  | Type | Automatic Door | unknown | text |  | Automatic Door | Required | Fire Integrity for this object. It is given according to the national fire safety classification.
FireRating | vsoni@calfordseaden.com | 2020-11-09 12:05 |  | Type | Automatic Door | unknown | text |  | Automatic Door | Required | Fire rating for this object. It is given according to the national fire safety classification.
Reaction to Fire | vsoni@calfordseaden.com | 2020-11-09 12:05 |  | Type | Automatic Opening Vent (AOV) | unknown | text |  | Automatic Opening Vent (AOV) | Required | Description on the reaction to Fire
Fire Insulation | vsoni@calfordseaden.com | 2020-11-09 12:05 |  | Type | Automatic Opening Vent (AOV) | unknown | text |  | Automatic Opening Vents (AOV) | Required | Fire Insultation Type
Fire Integrity | vsoni@calfordseaden.com | 2020-11-09 12:05 |  | Type | Automatic Opening Vent (AOV) | unknown | text |  | Automatic Opening Vents (AOV) | Required | Fire Integrity for this object. It is given according to the national fire safety classification.
FireRating | vsoni@calfordseaden.com | 2020-11-09 12:05 |  | Type | Automatic Opening Vent (AOV) | unknown | text |  | Automatic Opening Vents (AOV) | Required | Fire rating for this object. It is given according to the national fire safety classification.
Fire Insulation | vsoni@calfordseaden.com | 2020-11-09 12:05 |  | Type | Balcony Balustrade | unknown | text |  | Balcony Balustrade | Required | Fire Insultation Type
Fire Integrity | vsoni@calfordseaden.com | 2020-11-09 12:05 |  | Type | Balcony Balustrade | unknown | text |  | Balcony Balustrade | Required | Fire Integrity for this object. It is given according to the national fire safety classification.
FireRating | vsoni@calfordseaden.com | 2020-11-09 12:05 |  | Type | Balcony Balustrade | unknown | text |  | Balcony Balustrade | Required | Fire rating for this object. It is given according to the national fire safety classification.
FireRating | vsoni@calfordseaden.com | 2020-11-09 12:05 |  | Type | Balcony Cladding | unknown | text |  | Balcony Cladding | Required | Fire rating for this object. It is given according to the national fire safety classification.
Reaction to Fire | vsoni@calfordseaden.com | 2020-11-09 12:05 |  | Type | Balcony Cladding | unknown | text |  | Balcony Cladding | Required | Description on the reaction to Fire
Fire Insulation | vsoni@calfordseaden.com | 2020-11-09 12:05 |  | Type | Balcony connection anchor | unknown | text |  | Balcony connection anchors | Required | Fire Insultation Type
FireRating | vsoni@calfordseaden.com | 2020-11-09 12:05 |  | Type | Balcony connection anchor | unknown | text |  | Balcony connection anchors | Required | Fire rating for this object. It is given according to the national fire safety classification.
Fire Integrity | vsoni@calfordseaden.com | 2020-11-09 12:05 |  | Type | Balcony Deck | unknown | text |  | Balcony Deck | Required | Fire Integrity for this object. It is given according to the national fire safety classification.
FireRating | vsoni@calfordseaden.com | 2020-11-09 12:05 |  | Type | Balcony Deck | unknown | text |  | Balcony Deck | Required | Fire rating for this object. It is given according to the national fire safety classification.
AccessWidth | vsoni@calfordseaden.com | 2020-11-09 12:05 |  | Type | Balcony Door | 0 | meter |  | Door Common | Required | The width of the chamber access cover where the plan shape of the cover is not circular.
Quantity | vsoni@calfordseaden.com | 2020-11-09 12:05 |  | Type | Balcony Door | 0 | number |  | Asset Common | Required | Quantity of Instances
AcousticRating | vsoni@calfordseaden.com | 2020-11-09 12:05 |  | Type | Balcony Door | unknown | text |  | Door Common | Required | Acoustic rating for this object. It is provided according to the national building code. It indicates the sound transmission resistance of this object by an index ratio (instead of providing full sound absorbtion values).
Fire Integrity | vsoni@calfordseaden.com | 2020-11-09 12:05 |  | Type | Balcony Door | unknown | text |  | Balcony Door | Required | Fire Integrity for this object. It is given according to the national fire safety classification.
FireRating | vsoni@calfordseaden.com | 2020-11-09 12:05 |  | Type | Balcony Door | unknown | text |  | Balcony Door | Required | Fire rating for this object. It is given according to the national fire safety classification.
FireRating | vsoni@calfordseaden.com | 2020-11-09 12:05 |  | Type | Balcony Door | unknown | text |  | Door Common | Required | Fire rating for this object. It is given according to the national fire safety classification.
SecurityRating | vsoni@calfordseaden.com | 2020-11-09 12:05 |  | Type | Balcony Door | unknown | text |  | Door Common | Required | Index based rating system indicating security level. It is giving according to the national building code.
ThermalTransmittance | vsoni@calfordseaden.com | 2020-11-09 12:05 |  | Type | Balcony Door | unknown | text |  | Door Common | Required | Thermal transmittance coefficient (U-Value) of a material. It applies to the total door construction.
AssetTypeTemplateId | vsoni@calfordseaden.com | 2020-11-09 12:05 |  | Type | Balcony Door | 57b44093-9de6-42cc-af8a-5acda01aeb67 | uid |  | Templater | Required | BS-Pr-AP-GB-Door
FireExit | vsoni@calfordseaden.com | 2020-11-09 12:05 |  | Type | Balcony Door | unknown | Yes/No |  | Door Common | Required | Indication whether this object is designed to serve as an exit in the case of fire (TRUE) or not (FALSE). Here it defines an exit door in accordance to the national building code.
HandicapAccessible | vsoni@calfordseaden.com | 2020-11-09 12:05 |  | Type | Balcony Door | unknown | Yes/No |  | Door Common | Required | Indication that this object is designed to be accessible by the handicapped. It is giving according to the requirements of the national building code.
HasDrive | vsoni@calfordseaden.com | 2020-11-09 12:05 |  | Type | Balcony Door | unknown | Yes/No |  | Door Common | Required | Indication whether this object has an automatic drive to operate it (TRUE) or no drive (FALSE)
IsExternal | vsoni@calfordseaden.com | 2020-11-09 12:05 |  | Type | Balcony Door | unknown | Yes/No |  | Door Common | Required | Indication whether the element is designed for use in the exterior (TRUE) or not (FALSE). If (TRUE) it is an external element and faces the outside of the building.
SelfClosing | vsoni@calfordseaden.com | 2020-11-09 12:05 |  | Type | Balcony Door | unknown | Yes/No |  | Door Common | Required | Indication whether this object is designed to close automatically after use (TRUE) or not (FALSE).
SmokeStop | vsoni@calfordseaden.com | 2020-11-09 12:05 |  | Type | Balcony Door | unknown | Yes/No |  | Door Common | Required | Indication whether the object is designed to provide a smoke stop (TRUE) or not (FALSE).
Fire Integrity | vsoni@calfordseaden.com | 2020-11-09 12:05 |  | Type | Balcony Soffit | unknown | text |  | Balcony Soffit | Required | Fire Integrity for this object. It is given according to the national fire safety classification.
FireRating | vsoni@calfordseaden.com | 2020-11-09 12:05 |  | Type | Balcony Soffit | unknown | text |  | Balcony Soffit | Required | Fire rating for this object. It is given according to the national fire safety classification.
Reaction to Fire | vsoni@calfordseaden.com | 2020-11-09 12:05 |  | Type | Balcony Soffit | unknown | text |  | Balcony Soffit | Required | Description on the reaction to Fire
Fire Integrity | vsoni@calfordseaden.com | 2020-11-09 12:05 |  | Type | Balcony Structure | unknown | text |  | Balcony Structure | Required | Fire Integrity for this object. It is given according to the national fire safety classification.
FireRating | vsoni@calfordseaden.com | 2020-11-09 12:05 |  | Type | Balcony Structure | unknown | text |  | Balcony Structure | Required | Fire rating for this object. It is given according to the national fire safety classification.
Reaction to Fire | vsoni@calfordseaden.com | 2020-11-09 12:05 |  | Type | Bargeboard | unknown | text |  | Bargeboard | Required | Description on the reaction to Fire
Fire Insulation | vsoni@calfordseaden.com | 2020-11-09 12:05 |  | Type | Barrier | unknown | text |  | Barrier | Required | Fire Insultation Type
Fire Integrity | vsoni@calfordseaden.com | 2020-11-09 12:05 |  | Type | Barrier | unknown | text |  | Barrier | Required | Fire Integrity for this object. It is given according to the national fire safety classification.
Fire Insulation | vsoni@calfordseaden.com | 2020-11-09 12:05 |  | Type | Bicycle Store | unknown | text |  | Bicycle Store | Required | Fire Insultation Type
Fire Integrity | vsoni@calfordseaden.com | 2020-11-09 12:05 |  | Type | Bicycle Store | unknown | text |  | Bicycle Store | Required | Fire Integrity for this object. It is given according to the national fire safety classification.
FireRating | vsoni@calfordseaden.com | 2020-11-09 12:05 |  | Type | Bicycle Store | unknown | text |  | Bicycle Store | Required | Fire rating for this object. It is given according to the national fire safety classification.
Reaction to Fire | vsoni@calfordseaden.com | 2020-11-09 12:05 |  | Type | Bicycle Store | unknown | text |  | Bicycle Store | Required | Description on the reaction to Fire
Current | vsoni@calfordseaden.com | 2020-11-09 12:05 |  | Type | BMS | 0 | A |  | Electrical Common | Required | The current that a device is designed to handle measured in amps
Frequency | vsoni@calfordseaden.com | 2020-11-09 12:05 |  | Type | BMS | 0 | Hz |  | Electrical Common | Required | Electrical frequency in Hertz
Quantity | vsoni@calfordseaden.com | 2020-11-09 12:05 |  | Type | BMS | 0 | number |  | Asset Common | Required | Quantity of Instances
Voltage | vsoni@calfordseaden.com | 2020-11-09 12:05 |  | Type | BMS | 0 | V |  | Electrical Common | Required | The voltage that a device is designed to handle measured in volts
Power | vsoni@calfordseaden.com | 2020-11-09 12:05 |  | Type | BMS | 0 | W |  | Electrical Common | Required | The electrical power that the device is deigned to handle measured in watts
Current | vsoni@calfordseaden.com | 2020-11-09 12:05 |  | Type | Boiler | 0 | A |  | Electrical Common | Required | The current that a device is designed to handle measured in amps
EnergySource | vsoni@calfordseaden.com | 2020-11-09 12:05 |  | Type | Boiler | unknown | enumeration |  | Pset_BoilerTypeCommon | Required | Enumeration defining the energy source or fuel cumbusted to generate heat.
Frequency | vsoni@calfordseaden.com | 2020-11-09 12:05 |  | Type | Boiler | 0 | Hz |  | Electrical Common | Required | Electrical frequency in Hertz
GrossWeight | vsoni@calfordseaden.com | 2020-11-09 12:05 |  | Type | Boiler | 0 | kg |  | BaseQuantities | Required | Weight of the element, not including contained fluid.
NetWeight | vsoni@calfordseaden.com | 2020-11-09 12:05 |  | Type | Boiler | 0 | kg |  | BaseQuantities | Required | Weight of the element, including contained fluid as designed.
Quantity | vsoni@calfordseaden.com | 2020-11-09 12:05 |  | Type | Boiler | 0 | number |  | Asset Common | Required | Quantity of Instances
OutletTemperatureRange | vsoni@calfordseaden.com | 2020-11-09 12:05 |  | Type | Boiler | unknown | text |  | Pset_BoilerTypeCommon | Required | Allowable outlet temperature of either the water or the steam.
AssetTypeTemplateId | vsoni@calfordseaden.com | 2020-11-09 12:05 |  | Type | Boiler | 57b44093-9de6-42cc-af8a-5acda01aeb67 | uid |  | Templater | Required | BS-Pr-Boiler-GB-WATER
Voltage | vsoni@calfordseaden.com | 2020-11-09 12:05 |  | Type | Boiler | 0 | V |  | Electrical Common | Required | The voltage that a device is designed to handle measured in volts
Power | vsoni@calfordseaden.com | 2020-11-09 12:05 |  | Type | Boiler | 0 | W |  | Electrical Common | Required | The electrical power that the device is deigned to handle measured in watts
FireRating | vsoni@calfordseaden.com | 2020-11-09 12:05 |  | Type | Boiler Flue | unknown | text |  | Boiler Flue | Required | Fire rating for this object. It is given according to the national fire safety classification.
Fire Insulation | vsoni@calfordseaden.com | 2020-11-09 12:05 |  | Type | Buggy Store | unknown | text |  | Buggy Store | Required | Fire Insultation Type
Fire Integrity | vsoni@calfordseaden.com | 2020-11-09 12:05 |  | Type | Buggy Store | unknown | text |  | Buggy Store | Required | Fire Integrity for this object. It is given according to the national fire safety classification.
Reaction to Fire | vsoni@calfordseaden.com | 2020-11-09 12:05 |  | Type | Buggy Store | unknown | text |  | Buggy Store | Required | Description on the reaction to Fire
Fire Insulation | vsoni@calfordseaden.com | 2020-11-09 12:05 |  | Type | Building Structure | unknown | text |  | Building Structure | Required | Fire Insultation Type
Fire Integrity | vsoni@calfordseaden.com | 2020-11-09 12:05 |  | Type | Building Structure | unknown | text |  | Building Structure | Required | Fire Integrity for this object. It is given according to the national fire safety classification.
FireRating | vsoni@calfordseaden.com | 2020-11-09 12:05 |  | Type | Building Structure | unknown | text |  | Building Structure | Required | Fire rating for this object. It is given according to the national fire safety classification.
Current | vsoni@calfordseaden.com | 2020-11-09 12:05 |  | Type | Built-in Fan Assisted Oven (Electric) | 0 | A |  | Electrical Common | Required | The current that a device is designed to handle measured in amps
Frequency | vsoni@calfordseaden.com | 2020-11-09 12:05 |  | Type | Built-in Fan Assisted Oven (Electric) | 0 | Hz |  | Electrical Common | Required | Electrical frequency in Hertz
Voltage | vsoni@calfordseaden.com | 2020-11-09 12:05 |  | Type | Built-in Fan Assisted Oven (Electric) | 0 | V |  | Electrical Common | Required | The voltage that a device is designed to handle measured in volts
Power | vsoni@calfordseaden.com | 2020-11-09 12:05 |  | Type | Built-in Fan Assisted Oven (Electric) | 0 | W |  | Electrical Common | Required | The electrical power that the device is deigned to handle measured in watts
Current | vsoni@calfordseaden.com | 2020-11-09 12:05 |  | Type | Call Point | 0 | A |  | Electrical Common | Required | The current that a device is designed to handle measured in amps
Frequency | vsoni@calfordseaden.com | 2020-11-09 12:05 |  | Type | Call Point | 0 | Hz |  | Electrical Common | Required | Electrical frequency in Hertz
Voltage | vsoni@calfordseaden.com | 2020-11-09 12:05 |  | Type | Call Point | 0 | V |  | Electrical Common | Required | The voltage that a device is designed to handle measured in volts
Power | vsoni@calfordseaden.com | 2020-11-09 12:05 |  | Type | Call Point | 0 | W |  | Electrical Common | Required | The electrical power that the device is deigned to handle measured in watts
Fire Insulation | vsoni@calfordseaden.com | 2020-11-09 12:05 |  | Type | Cavity Barrier | unknown | text |  | Cavity Barrier | Required | Fire Insultation Type
Fire Integrity | vsoni@calfordseaden.com | 2020-11-09 12:05 |  | Type | Cavity Barrier | unknown | text |  | Cavity Barrier | Required | Fire Integrity for this object. It is given according to the national fire safety classification.
Current | vsoni@calfordseaden.com | 2020-11-09 12:05 |  | Type | CCTV (hardware) | 0 | A |  | Electrical Common | Required | The current that a device is designed to handle measured in amps
Frequency | vsoni@calfordseaden.com | 2020-11-09 12:05 |  | Type | CCTV (hardware) | 0 | Hz |  | Electrical Common | Required | Electrical frequency in Hertz
Quantity | vsoni@calfordseaden.com | 2020-11-09 12:05 |  | Type | CCTV (hardware) | 0 | number |  | Asset Common | Required | Quantity of Instances
Voltage | vsoni@calfordseaden.com | 2020-11-09 12:05 |  | Type | CCTV (hardware) | 0 | V |  | Electrical Common | Required | The voltage that a device is designed to handle measured in volts
Power | vsoni@calfordseaden.com | 2020-11-09 12:05 |  | Type | CCTV (hardware) | 0 | W |  | Electrical Common | Required | The electrical power that the device is deigned to handle measured in watts
FireRating | vsoni@calfordseaden.com | 2020-11-09 12:05 |  | Type | Cladding Material | unknown | text |  | Cladding Material | Required | Fire rating for this object. It is given according to the national fire safety classification.
FireRating | vsoni@calfordseaden.com | 2020-11-09 12:05 |  | Type | Cladding Mounting System | unknown | text |  | Cladding Mounting System | Required | Fire rating for this object. It is given according to the national fire safety classification.
Current | vsoni@calfordseaden.com | 2020-11-09 12:05 |  | Type | Combined heat and power | 0 | A |  | Electrical Common | Required | The current that a device is designed to handle measured in amps
Frequency | vsoni@calfordseaden.com | 2020-11-09 12:05 |  | Type | Combined heat and power | 0 | Hz |  | Electrical Common | Required | Electrical frequency in Hertz
Quantity | vsoni@calfordseaden.com | 2020-11-09 12:05 |  | Type | Combined heat and power | 0 | number |  | Asset Common | Required | Quantity of Instances
Voltage | vsoni@calfordseaden.com | 2020-11-09 12:05 |  | Type | Combined heat and power | 0 | V |  | Electrical Common | Required | The voltage that a device is designed to handle measured in volts
Power | vsoni@calfordseaden.com | 2020-11-09 12:05 |  | Type | Combined heat and power | 0 | W |  | Electrical Common | Required | The electrical power that the device is deigned to handle measured in watts
Current | vsoni@calfordseaden.com | 2020-11-09 12:05 |  | Type | Cooking Hob Electric Ceramic | 0 | A |  | Electrical Common | Required | The current that a device is designed to handle measured in amps
Frequency | vsoni@calfordseaden.com | 2020-11-09 12:05 |  | Type | Cooking Hob Electric Ceramic | 0 | Hz |  | Electrical Common | Required | Electrical frequency in Hertz
Voltage | vsoni@calfordseaden.com | 2020-11-09 12:05 |  | Type | Cooking Hob Electric Ceramic | 0 | V |  | Electrical Common | Required | The voltage that a device is designed to handle measured in volts
Power | vsoni@calfordseaden.com | 2020-11-09 12:05 |  | Type | Cooking Hob Electric Ceramic | 0 | W |  | Electrical Common | Required | The electrical power that the device is deigned to handle measured in watts
Current | vsoni@calfordseaden.com | 2020-11-09 12:05 |  | Type | Cooking Hob Electric Induction | 0 | A |  | Electrical Common | Required | The current that a device is designed to handle measured in amps
Frequency | vsoni@calfordseaden.com | 2020-11-09 12:05 |  | Type | Cooking Hob Electric Induction | 0 | Hz |  | Electrical Common | Required | Electrical frequency in Hertz
Voltage | vsoni@calfordseaden.com | 2020-11-09 12:05 |  | Type | Cooking Hob Electric Induction | 0 | V |  | Electrical Common | Required | The voltage that a device is designed to handle measured in volts
Power | vsoni@calfordseaden.com | 2020-11-09 12:05 |  | Type | Cooking Hob Electric Induction | 0 | W |  | Electrical Common | Required | The electrical power that the device is deigned to handle measured in watts
Current | vsoni@calfordseaden.com | 2020-11-09 12:05 |  | Type | Cooking Hob Electric Plate | 0 | A |  | Electrical Common | Required | The current that a device is designed to handle measured in amps
Frequency | vsoni@calfordseaden.com | 2020-11-09 12:05 |  | Type | Cooking Hob Electric Plate | 0 | Hz |  | Electrical Common | Required | Electrical frequency in Hertz
Voltage | vsoni@calfordseaden.com | 2020-11-09 12:05 |  | Type | Cooking Hob Electric Plate | 0 | V |  | Electrical Common | Required | The voltage that a device is designed to handle measured in volts
Power | vsoni@calfordseaden.com | 2020-11-09 12:05 |  | Type | Cooking Hob Electric Plate | 0 | W |  | Electrical Common | Required | The electrical power that the device is deigned to handle measured in watts
Current | vsoni@calfordseaden.com | 2020-11-09 12:05 |  | Type | Cooking Hob-Gas | 0 | A |  | Electrical Common | Required | The current that a device is designed to handle measured in amps
Frequency | vsoni@calfordseaden.com | 2020-11-09 12:05 |  | Type | Cooking Hob-Gas | 0 | Hz |  | Electrical Common | Required | Electrical frequency in Hertz
Voltage | vsoni@calfordseaden.com | 2020-11-09 12:05 |  | Type | Cooking Hob-Gas | 0 | V |  | Electrical Common | Required | The voltage that a device is designed to handle measured in volts
Power | vsoni@calfordseaden.com | 2020-11-09 12:05 |  | Type | Cooking Hob-Gas | 0 | W |  | Electrical Common | Required | The electrical power that the device is deigned to handle measured in watts
Area | vsoni@calfordseaden.com | 2020-11-09 12:05 |  | Type | DefaultType | 0 | number |  | Client | Required | Information Exchange Stage Id | 0,1,2,3,4,5,6,7
Current | vsoni@calfordseaden.com | 2020-11-09 12:05 |  | Type | Dishwasher | 0 | A |  | Electrical Common | Required | The current that a device is designed to handle measured in amps
Frequency | vsoni@calfordseaden.com | 2020-11-09 12:05 |  | Type | Dishwasher | 0 | Hz |  | Electrical Common | Required | Electrical frequency in Hertz
Voltage | vsoni@calfordseaden.com | 2020-11-09 12:05 |  | Type | Dishwasher | 0 | V |  | Electrical Common | Required | The voltage that a device is designed to handle measured in volts
Power | vsoni@calfordseaden.com | 2020-11-09 12:05 |  | Type | Dishwasher | 0 | W |  | Electrical Common | Required | The electrical power that the device is deigned to handle measured in watts
Quantity | vsoni@calfordseaden.com | 2020-11-09 12:05 |  | Type | Door Entry System - Dwelling Handset/Panel | 0 | number |  | Asset Common | Required | Quantity of Instances
Quantity | vsoni@calfordseaden.com | 2020-11-09 12:05 |  | Type | Electric Gate (Cars) | 0 | number |  | Asset Common | Required | Quantity of Instances
Quantity | vsoni@calfordseaden.com | 2020-11-09 12:05 |  | Type | Electric Gate (Pedestrian) | 0 | number |  | Asset Common | Required | Quantity of Instances
Current | vsoni@calfordseaden.com | 2020-11-09 12:05 |  | Type | Electric Shower | 0 | A |  | Electrical Common | Required | The current that a device is designed to handle measured in amps
Frequency | vsoni@calfordseaden.com | 2020-11-09 12:05 |  | Type | Electric Shower | 0 | Hz |  | Electrical Common | Required | Electrical frequency in Hertz
Voltage | vsoni@calfordseaden.com | 2020-11-09 12:05 |  | Type | Electric Shower | 0 | V |  | Electrical Common | Required | The voltage that a device is designed to handle measured in volts
Power | vsoni@calfordseaden.com | 2020-11-09 12:05 |  | Type | Electric Shower | 0 | W |  | Electrical Common | Required | The electrical power that the device is deigned to handle measured in watts
Quantity | vsoni@calfordseaden.com | 2020-11-09 12:05 |  | Type | Electric Vehicle Charging Point | 0 | number |  | Asset Common | Required | Quantity of Instances
Current | vsoni@calfordseaden.com | 2020-11-09 12:05 |  | Type | Emergency Light | 0 | A |  | Electrical Common | Required | The current that a device is designed to handle measured in amps
Frequency | vsoni@calfordseaden.com | 2020-11-09 12:05 |  | Type | Emergency Light | 0 | Hz |  | Electrical Common | Required | Electrical frequency in Hertz
Voltage | vsoni@calfordseaden.com | 2020-11-09 12:05 |  | Type | Emergency Light | 0 | V |  | Electrical Common | Required | The voltage that a device is designed to handle measured in volts
Power | vsoni@calfordseaden.com | 2020-11-09 12:05 |  | Type | Emergency Light | 0 | W |  | Electrical Common | Required | The electrical power that the device is deigned to handle measured in watts
AccessWidth | vsoni@calfordseaden.com | 2020-11-09 12:05 |  | Type | Entrance Door | 0 | meter |  | Door Common | Required | The width of the chamber access cover where the plan shape of the cover is not circular.
Quantity | vsoni@calfordseaden.com | 2020-11-09 12:05 |  | Type | Entrance Door | 0 | number |  | Asset Common | Required | Quantity of Instances
AcousticRating | vsoni@calfordseaden.com | 2020-11-09 12:05 |  | Type | Entrance Door | unknown | text |  | Door Common | Required | Acoustic rating for this object. It is provided according to the national building code. It indicates the sound transmission resistance of this object by an index ratio (instead of providing full sound absorbtion values).
FireRating | vsoni@calfordseaden.com | 2020-11-09 12:05 |  | Type | Entrance Door | unknown | text |  | Door Common | Required | Fire rating for this object. It is given according to the national fire safety classification.
SecurityRating | vsoni@calfordseaden.com | 2020-11-09 12:05 |  | Type | Entrance Door | unknown | text |  | Door Common | Required | Index based rating system indicating security level. It is giving according to the national building code.
ThermalTransmittance | vsoni@calfordseaden.com | 2020-11-09 12:05 |  | Type | Entrance Door | unknown | text |  | Door Common | Required | Thermal transmittance coefficient (U-Value) of a material. It applies to the total door construction.
AssetTypeTemplateId | vsoni@calfordseaden.com | 2020-11-09 12:05 |  | Type | Entrance Door | 57b44093-9de6-42cc-af8a-5acda01aeb67 | uid |  | Templater | Required | BS-Pr-AP-GB-Door
FireExit | vsoni@calfordseaden.com | 2020-11-09 12:05 |  | Type | Entrance Door | unknown | Yes/No |  | Door Common | Required | Indication whether this object is designed to serve as an exit in the case of fire (TRUE) or not (FALSE). Here it defines an exit door in accordance to the national building code.
HandicapAccessible | vsoni@calfordseaden.com | 2020-11-09 12:05 |  | Type | Entrance Door | unknown | Yes/No |  | Door Common | Required | Indication that this object is designed to be accessible by the handicapped. It is giving according to the requirements of the national building code.
HasDrive | vsoni@calfordseaden.com | 2020-11-09 12:05 |  | Type | Entrance Door | unknown | Yes/No |  | Door Common | Required | Indication whether this object has an automatic drive to operate it (TRUE) or no drive (FALSE)
IsExternal | vsoni@calfordseaden.com | 2020-11-09 12:05 |  | Type | Entrance Door | unknown | Yes/No |  | Door Common | Required | Indication whether the element is designed for use in the exterior (TRUE) or not (FALSE). If (TRUE) it is an external element and faces the outside of the building.
SelfClosing | vsoni@calfordseaden.com | 2020-11-09 12:05 |  | Type | Entrance Door | unknown | Yes/No |  | Door Common | Required | Indication whether this object is designed to close automatically after use (TRUE) or not (FALSE).
SmokeStop | vsoni@calfordseaden.com | 2020-11-09 12:05 |  | Type | Entrance Door | unknown | Yes/No |  | Door Common | Required | Indication whether the object is designed to provide a smoke stop (TRUE) or not (FALSE).
FireRating | vsoni@calfordseaden.com | 2020-11-09 12:05 |  | Type | External Roof Covering | unknown | text |  | External Roof Covering | Required | Fire rating for this object. It is given according to the national fire safety classification.
FireRating | vsoni@calfordseaden.com | 2020-11-09 12:05 |  | Type | Fascia | unknown | text |  | Fascia | Required | Fire rating for this object. It is given according to the national fire safety classification.
Current | vsoni@calfordseaden.com | 2020-11-09 12:05 |  | Type | Fire alarm panel | 0 | A |  | Electrical Common | Required | The current that a device is designed to handle measured in amps
Frequency | vsoni@calfordseaden.com | 2020-11-09 12:05 |  | Type | Fire alarm panel | 0 | Hz |  | Electrical Common | Required | Electrical frequency in Hertz
Quantity | vsoni@calfordseaden.com | 2020-11-09 12:05 |  | Type | Fire alarm panel | 0 | number |  | Asset Common | Required | Quantity of Instances
Voltage | vsoni@calfordseaden.com | 2020-11-09 12:05 |  | Type | Fire alarm panel | 0 | V |  | Electrical Common | Required | The voltage that a device is designed to handle measured in volts
Power | vsoni@calfordseaden.com | 2020-11-09 12:05 |  | Type | Fire alarm panel | 0 | W |  | Electrical Common | Required | The electrical power that the device is deigned to handle measured in watts
Fire Insulation | vsoni@calfordseaden.com | 2020-11-09 12:05 |  | Type | Fire Curtain | unknown | text |  | Fire Curtain | Required | Fire Insultation Type
Fire Integrity | vsoni@calfordseaden.com | 2020-11-09 12:05 |  | Type | Fire Curtain | unknown | text |  | Fire Curtain | Required | Fire Integrity for this object. It is given according to the national fire safety classification.
FireRating | vsoni@calfordseaden.com | 2020-11-09 12:05 |  | Type | Fire Curtain | unknown | text |  | Fire Curtain | Required | Fire rating for this object. It is given according to the national fire safety classification.
Current | vsoni@calfordseaden.com | 2020-11-09 12:05 |  | Type | Fire fighting Lift | 0 | A |  | Electrical Common | Required | The current that a device is designed to handle measured in amps
Frequency | vsoni@calfordseaden.com | 2020-11-09 12:05 |  | Type | Fire fighting Lift | 0 | Hz |  | Electrical Common | Required | Electrical frequency in Hertz
MaxLoad | vsoni@calfordseaden.com | 2020-11-09 12:05 |  | Type | Fire fighting Lift | 0 | Kg |  | Capacity | Required | The maximum weight
MaxNumberOfPeople | vsoni@calfordseaden.com | 2020-11-09 12:05 |  | Type | Fire fighting Lift | 0 | number |  | Capacity | Required | The Maximum number of people
Voltage | vsoni@calfordseaden.com | 2020-11-09 12:05 |  | Type | Fire fighting Lift | 0 | V |  | Electrical Common | Required | The voltage that a device is designed to handle measured in volts
Power | vsoni@calfordseaden.com | 2020-11-09 12:05 |  | Type | Fire fighting Lift | 0 | W |  | Electrical Common | Required | The electrical power that the device is deigned to handle measured in watts
Fire Insulation | vsoni@calfordseaden.com | 2020-11-09 12:05 |  | Type | Fire Stopping | unknown | text |  | Fire Stopping | Required | Fire Insultation Type
Fire Integrity | vsoni@calfordseaden.com | 2020-11-09 12:05 |  | Type | Fire Stopping | unknown | text |  | Fire Stopping | Required | Fire Integrity for this object. It is given according to the national fire safety classification.
FireRating | vsoni@calfordseaden.com | 2020-11-09 12:05 |  | Type | Fire Stopping | unknown | text |  | Fire Stopping | Required | Fire rating for this object. It is given according to the national fire safety classification.
FireRating | vsoni@calfordseaden.com | 2020-11-09 12:05 |  | Type | Floor construction | unknown | text |  | Floor construction | Required | Fire rating for this object. It is given according to the national fire safety classification.
Reaction to Fire | vsoni@calfordseaden.com | 2020-11-09 12:05 |  | Type | Floor Finish | unknown | text |  | Floor Finish | Required | Description on the reaction to Fire
FireRating | vsoni@calfordseaden.com | 2020-11-09 12:05 |  | Type | Framing system | unknown | text |  | Framing system | Required | Fire rating for this object. It is given according to the national fire safety classification.
Current | vsoni@calfordseaden.com | 2020-11-09 12:05 |  | Type | Freezer - Domestic | 0 | A |  | Electrical Common | Required | The current that a device is designed to handle measured in amps
StorageCapacity | vsoni@calfordseaden.com | 2020-11-09 12:05 |  | Type | Freezer - Domestic | 0 | cubic_meter |  | Dimensions | Required | Freezer Capacity in litres
Frequency | vsoni@calfordseaden.com | 2020-11-09 12:05 |  | Type | Freezer - Domestic | 0 | Hz |  | Electrical Common | Required | Electrical frequency in Hertz
Voltage | vsoni@calfordseaden.com | 2020-11-09 12:05 |  | Type | Freezer - Domestic | 0 | V |  | Electrical Common | Required | The voltage that a device is designed to handle measured in volts
Power | vsoni@calfordseaden.com | 2020-11-09 12:05 |  | Type | Freezer - Domestic | 0 | W |  | Electrical Common | Required | The electrical power that the device is deigned to handle measured in watts
Current | vsoni@calfordseaden.com | 2020-11-09 12:05 |  | Type | Fridge - Domestic | 0 | A |  | Electrical Common | Required | The current that a device is designed to handle measured in amps
StorageCapacity | vsoni@calfordseaden.com | 2020-11-09 12:05 |  | Type | Fridge - Domestic | 0 | cubic_meter |  | Dimensions | Required | Fridge capacity in litres
Frequency | vsoni@calfordseaden.com | 2020-11-09 12:05 |  | Type | Fridge - Domestic | 0 | Hz |  | Electrical Common | Required | Electrical frequency in Hertz
AssetTypeTemplateId | vsoni@calfordseaden.com | 2020-11-09 12:05 |  | Type | Fridge - Domestic | 57b44093-9de6-42cc-af8a-5acda01aeb67 | uid |  | Templater | Required | IFC-Pr-ElectricAppliance-GB-Base
Voltage | vsoni@calfordseaden.com | 2020-11-09 12:05 |  | Type | Fridge - Domestic | 0 | V |  | Electrical Common | Required | The voltage that a device is designed to handle measured in volts
Power | vsoni@calfordseaden.com | 2020-11-09 12:05 |  | Type | Fridge - Domestic | 0 | W |  | Electrical Common | Required | The electrical power that the device is deigned to handle measured in watts
Current | vsoni@calfordseaden.com | 2020-11-09 12:05 |  | Type | Generator (Diesel) | 0 | A |  | Electrical Common | Required | The current that a device is designed to handle measured in amps
Frequency | vsoni@calfordseaden.com | 2020-11-09 12:05 |  | Type | Generator (Diesel) | 0 | Hz |  | Electrical Common | Required | Electrical frequency in Hertz
Quantity | vsoni@calfordseaden.com | 2020-11-09 12:05 |  | Type | Generator (Diesel) | 0 | number |  | Asset Common | Required | Quantity of Instances
Voltage | vsoni@calfordseaden.com | 2020-11-09 12:05 |  | Type | Generator (Diesel) | 0 | V |  | Electrical Common | Required | The voltage that a device is designed to handle measured in volts
Power | vsoni@calfordseaden.com | 2020-11-09 12:05 |  | Type | Generator (Diesel) | 0 | W |  | Electrical Common | Required | The electrical power that the device is deigned to handle measured in watts
Quantity | vsoni@calfordseaden.com | 2020-11-09 12:05 |  | Type | Ground source heat pump | 0 | number |  | Asset Common | Required | Quantity of Instances
FireRating | vsoni@calfordseaden.com | 2020-11-09 12:05 |  | Type | Guttering | unknown | text |  | Guttering | Required | Fire rating for this object. It is given according to the national fire safety classification.
FireRating | vsoni@calfordseaden.com | 2020-11-09 12:05 |  | Type | Hatch | unknown | text |  | Hatch | Required | Fire rating for this object. It is given according to the national fire safety classification.
Quantity | vsoni@calfordseaden.com | 2020-11-09 12:05 |  | Type | Heat Control | 0 | number |  | Asset Common | Required | Quantity of Instances
FireRating | vsoni@calfordseaden.com | 2020-11-09 12:05 |  | Type | Insulation Material | unknown | text |  | Insulation Material | Required | Fire rating for this object. It is given according to the national fire safety classification.
AccessWidth | vsoni@calfordseaden.com | 2020-11-09 12:05 |  | Type | Internal Door | 0 | meter |  | Door Common | Required | The width of the chamber access cover where the plan shape of the cover is not circular.
Quantity | vsoni@calfordseaden.com | 2020-11-09 12:05 |  | Type | Internal Door | 0 | number |  | Asset Common | Required | Quantity of Instances
AcousticRating | vsoni@calfordseaden.com | 2020-11-09 12:05 |  | Type | Internal Door | unknown | text |  | Door Common | Required | Acoustic rating for this object. It is provided according to the national building code. It indicates the sound transmission resistance of this object by an index ratio (instead of providing full sound absorbtion values).
FireRating | vsoni@calfordseaden.com | 2020-11-09 12:05 |  | Type | Internal Door | unknown | text |  | Internal Door | Required | Fire rating for this object. It is given according to the national fire safety classification.
FireRating | vsoni@calfordseaden.com | 2020-11-09 12:05 |  | Type | Internal Door | unknown | text |  | Door Common | Required | Fire rating for this object. It is given according to the national fire safety classification.
SecurityRating | vsoni@calfordseaden.com | 2020-11-09 12:05 |  | Type | Internal Door | unknown | text |  | Door Common | Required | Index based rating system indicating security level. It is giving according to the national building code.
ThermalTransmittance | vsoni@calfordseaden.com | 2020-11-09 12:05 |  | Type | Internal Door | unknown | text |  | Door Common | Required | Thermal transmittance coefficient (U-Value) of a material. It applies to the total door construction.
AssetTypeTemplateId | vsoni@calfordseaden.com | 2020-11-09 12:05 |  | Type | Internal Door | 57b44093-9de6-42cc-af8a-5acda01aeb67 | uid |  | Templater | Required | BS-Pr-AP-GB-Door
FireExit | vsoni@calfordseaden.com | 2020-11-09 12:05 |  | Type | Internal Door | unknown | Yes/No |  | Door Common | Required | Indication whether this object is designed to serve as an exit in the case of fire (TRUE) or not (FALSE). Here it defines an exit door in accordance to the national building code.
HandicapAccessible | vsoni@calfordseaden.com | 2020-11-09 12:05 |  | Type | Internal Door | unknown | Yes/No |  | Door Common | Required | Indication that this object is designed to be accessible by the handicapped. It is giving according to the requirements of the national building code.
HasDrive | vsoni@calfordseaden.com | 2020-11-09 12:05 |  | Type | Internal Door | unknown | Yes/No |  | Door Common | Required | Indication whether this object has an automatic drive to operate it (TRUE) or no drive (FALSE)
IsExternal | vsoni@calfordseaden.com | 2020-11-09 12:05 |  | Type | Internal Door | unknown | Yes/No |  | Door Common | Required | Indication whether the element is designed for use in the exterior (TRUE) or not (FALSE). If (TRUE) it is an external element and faces the outside of the building.
SelfClosing | vsoni@calfordseaden.com | 2020-11-09 12:05 |  | Type | Internal Door | unknown | Yes/No |  | Door Common | Required | Indication whether this object is designed to close automatically after use (TRUE) or not (FALSE).
SmokeStop | vsoni@calfordseaden.com | 2020-11-09 12:05 |  | Type | Internal Door | unknown | Yes/No |  | Door Common | Required | Indication whether the object is designed to provide a smoke stop (TRUE) or not (FALSE).
Reaction to Fire | vsoni@calfordseaden.com | 2020-11-09 12:05 |  | Type | Internal Lining | unknown | text |  | Internal Lining | Required | Description on the reaction to Fire
FireRating | vsoni@calfordseaden.com | 2020-11-09 12:05 |  | Type | Landlord Electrical Socket | unknown | text |  | Landlord Electrical Sockets | Required | Fire rating for this object. It is given according to the national fire safety classification.
FireRating | vsoni@calfordseaden.com | 2020-11-09 12:05 |  | Type | Lift Shaft | unknown | text |  | Lift Shaft | Required | Fire rating for this object. It is given according to the national fire safety classification.
FireRating | vsoni@calfordseaden.com | 2020-11-09 12:05 |  | Type | Membrane | unknown | text |  | Membrane | Required | Fire rating for this object. It is given according to the national fire safety classification.
Current | vsoni@calfordseaden.com | 2020-11-09 12:05 |  | Type | Microwave oven | 0 | A |  | Electrical Common | Required | The current that a device is designed to handle measured in amps
Frequency | vsoni@calfordseaden.com | 2020-11-09 12:05 |  | Type | Microwave oven | 0 | Hz |  | Electrical Common | Required | Electrical frequency in Hertz
Voltage | vsoni@calfordseaden.com | 2020-11-09 12:05 |  | Type | Microwave oven | 0 | V |  | Electrical Common | Required | The voltage that a device is designed to handle measured in volts
Power | vsoni@calfordseaden.com | 2020-11-09 12:05 |  | Type | Microwave oven | 0 | W |  | Electrical Common | Required | The electrical power that the device is deigned to handle measured in watts
RatedCurrent | vsoni@calfordseaden.com | 2020-11-09 12:05 |  | Type | Person Hoist Fixed | 0 | A |  | Pset_ElectricalDeviceCommon | Required | The current that a device is designed to handle.
AssessmentCondition | vsoni@calfordseaden.com | 2020-11-09 12:05 |  | Type | Person Hoist Fixed | unknown | choose from drop-down |  | Pset_Condition | Required | The overall condition of a product based on an assessment of the contributions to the overall condition made by the various criteria considered. The meanings given to the values of assessed condition should be agreed and documented by local agreements. For instance, is overall condition measured on a scale of 1 - 10 or by assigning names such as Good, OK, Poor. NOTE: Template Author to delete scale choices as appropriate to the application of their template.
AssessmentDate | vsoni@calfordseaden.com | 2020-11-09 12:05 |  | Type | Person Hoist Fixed | 2020-11-09 12:05 | Date |  | Pset_Condition | Required | Date on which the overall condition is assessed
NominalFrequencyRange | vsoni@calfordseaden.com | 2020-11-09 12:05 |  | Type | Person Hoist Fixed | 0 | Hz |  | Pset_ElectricalDeviceCommon | Required | The upper and lower limits of frequency for which the operation of the device is certified.
Quantity | vsoni@calfordseaden.com | 2020-11-09 12:05 |  | Type | Person Hoist Fixed | 0 | number |  | Asset Common | Required | Quantity of Instances
AssessmentDescription | vsoni@calfordseaden.com | 2020-11-09 12:05 |  | Type | Person Hoist Fixed | unknown | text |  | Pset_Condition | Required | Qualitative description of the condition.
AssetTypeTemplateId | vsoni@calfordseaden.com | 2020-11-09 12:05 |  | Type | Person Hoist Fixed | 57b44093-9de6-42cc-af8a-5acda01aeb67 | uid |  | Templater | Required | IFC-Pr-ElectricAppliance-GB-Base
RatedVoltage | vsoni@calfordseaden.com | 2020-11-09 12:05 |  | Type | Person Hoist Fixed | 0 | V |  | Pset_ElectricalDeviceCommon | Required | The voltage that a device is designed to handle.
HasProtectiveEarth | vsoni@calfordseaden.com | 2020-11-09 12:05 |  | Type | Person Hoist Fixed | unknown | Yes,No |  | Pset_ElectricalDeviceCommon | Required | Indicates whether the electrical device has a protective earth connection (=TRUE) or not (= FALSE).
RatedCurrent | vsoni@calfordseaden.com | 2020-11-09 12:05 |  | Type | Person Hoist Mobile | 0 | A |  | Pset_ElectricalDeviceCommon | Required | The current that a device is designed to handle.
AssessmentCondition | vsoni@calfordseaden.com | 2020-11-09 12:05 |  | Type | Person Hoist Mobile | unknown | choose from drop-down |  | Pset_Condition | Required | The overall condition of a product based on an assessment of the contributions to the overall condition made by the various criteria considered. The meanings given to the values of assessed condition should be agreed and documented by local agreements. For instance, is overall condition measured on a scale of 1 - 10 or by assigning names such as Good, OK, Poor. NOTE: Template Author to delete scale choices as appropriate to the application of their template.
AssessmentDate | vsoni@calfordseaden.com | 2020-11-09 12:05 |  | Type | Person Hoist Mobile | 2020-11-09 12:05 | Date |  | Pset_Condition | Required | Date on which the overall condition is assessed
NominalFrequencyRange | vsoni@calfordseaden.com | 2020-11-09 12:05 |  | Type | Person Hoist Mobile | 0 | Hz |  | Pset_ElectricalDeviceCommon | Required | The upper and lower limits of frequency for which the operation of the device is certified.
Quantity | vsoni@calfordseaden.com | 2020-11-09 12:05 |  | Type | Person Hoist Mobile | 0 | number |  | Asset Common | Required | Quantity of Instances
AssessmentDescription | vsoni@calfordseaden.com | 2020-11-09 12:05 |  | Type | Person Hoist Mobile | unknown | text |  | Pset_Condition | Required | Qualitative description of the condition.
AssetTypeTemplateId | vsoni@calfordseaden.com | 2020-11-09 12:05 |  | Type | Person Hoist Mobile | 57b44093-9de6-42cc-af8a-5acda01aeb67 | uid |  | Templater | Required | IFC-Pr-ElectricAppliance-GB-Base
RatedVoltage | vsoni@calfordseaden.com | 2020-11-09 12:05 |  | Type | Person Hoist Mobile | 0 | V |  | Pset_ElectricalDeviceCommon | Required | The voltage that a device is designed to handle.
HasProtectiveEarth | vsoni@calfordseaden.com | 2020-11-09 12:05 |  | Type | Person Hoist Mobile | unknown | Yes,No |  | Pset_ElectricalDeviceCommon | Required | Indicates whether the electrical device has a protective earth connection (=TRUE) or not (= FALSE).
Quantity | vsoni@calfordseaden.com | 2020-11-09 12:05 |  | Type | Play ground Equipment | 0 | number |  | Asset Common | Required | Quantity of Instances
Current | vsoni@calfordseaden.com | 2020-11-09 12:05 |  | Type | Pump | 0 | A |  | Electrical Common | Required | The current that a device is designed to handle measured in amps
Frequency | vsoni@calfordseaden.com | 2020-11-09 12:05 |  | Type | Pump | 0 | Hz |  | Electrical Common | Required | Electrical frequency in Hertz
ConnectionSize | vsoni@calfordseaden.com | 2020-11-09 12:05 |  | Type | Pump | unknown | text |  | Pset_PumpTypeCommon | Required | The connection size of the to and from the pump.
FlowRateRange | vsoni@calfordseaden.com | 2020-11-09 12:05 |  | Type | Pump | unknown | text |  | Pset_PumpTypeCommon | Required | Allowable range of volume of fluid being pumped against the resistance specified.
Reference | vsoni@calfordseaden.com | 2020-11-09 12:05 |  | Type | Pump | unknown | text |  | Pset_PumpTypeCommon | Required | Reference ID for this specified type in this project (e.g. type A-1 ).
ReferenceStandard | vsoni@calfordseaden.com | 2020-11-09 12:05 |  | Type | Pump | unknown | text |  | NBL_Specification_UK | Required | Reference standard(s) to which the product is compliant.
TemperatureRange | vsoni@calfordseaden.com | 2020-11-09 12:05 |  | Type | Pump | unknown | text |  | Pset_PumpTypeCommon | Required | Allowable operational range of the fluid temperature.
AssetTypeTemplateId | vsoni@calfordseaden.com | 2020-11-09 12:05 |  | Type | Pump | 57b44093-9de6-42cc-af8a-5acda01aeb67 | uid |  | Templater | Required | BS-Pr-AP-GB-Pump
Voltage | vsoni@calfordseaden.com | 2020-11-09 12:05 |  | Type | Pump | 0 | V |  | Electrical Common | Required | The voltage that a device is designed to handle measured in volts
Power | vsoni@calfordseaden.com | 2020-11-09 12:05 |  | Type | Pump | 0 | W |  | Electrical Common | Required | The electrical power that the device is deigned to handle measured in watts
Quantity | vsoni@calfordseaden.com | 2020-11-09 12:05 |  | Type | Roof Anchorage Point | 0 | number |  | Asset Common | Required | Quantity of Instances
FireRating | vsoni@calfordseaden.com | 2020-11-09 12:05 |  | Type | Roof Construction Type | unknown | text |  | Roof Construction Type | Required | Fire rating for this object. It is given according to the national fire safety classification.
FireRating | vsoni@calfordseaden.com | 2020-11-09 12:05 |  | Type | Roof Covering | unknown | text |  | Roof Covering | Required | Fire rating for this object. It is given according to the national fire safety classification.
FireRating | vsoni@calfordseaden.com | 2020-11-09 12:05 |  | Type | Roof Covering | unknown | text |  | Roof Covering | Required | Fire rating for this object. It is given according to the national fire safety classification.
FireRating | vsoni@calfordseaden.com | 2020-11-09 12:05 |  | Type | Roof Finish | unknown | text |  | Roof Finish | Required | Fire rating for this object. It is given according to the national fire safety classification.
FireRating | vsoni@calfordseaden.com | 2020-11-09 12:05 |  | Type | Roof Finish | unknown | text |  | Roof Finish | Required | Fire rating for this object. It is given according to the national fire safety classification.
FireRating | vsoni@calfordseaden.com | 2020-11-09 12:05 |  | Type | Roof Lining | unknown | text |  | Roof Lining | Required | Fire rating for this object. It is given according to the national fire safety classification.
FireRating | vsoni@calfordseaden.com | 2020-11-09 12:05 |  | Type | Roof Structure | unknown | text |  | Roof Structure | Required | Fire rating for this object. It is given according to the national fire safety classification.
FireRating | vsoni@calfordseaden.com | 2020-11-09 12:05 |  | Type | Roof Type | unknown | text |  | Roof Types | Required | Fire rating for this object. It is given according to the national fire safety classification.
Current | vsoni@calfordseaden.com | 2020-11-09 12:05 |  | Type | Sewage Pump | 0 | A |  | Electrical Common | Required | The current that a device is designed to handle measured in amps
Frequency | vsoni@calfordseaden.com | 2020-11-09 12:05 |  | Type | Sewage Pump | 0 | Hz |  | Electrical Common | Required | Electrical frequency in Hertz
ConnectionSize | vsoni@calfordseaden.com | 2020-11-09 12:05 |  | Type | Sewage Pump | unknown | text |  | Pset_PumpTypeCommon | Required | The connection size of the to and from the pump.
FlowRateRange | vsoni@calfordseaden.com | 2020-11-09 12:05 |  | Type | Sewage Pump | unknown | text |  | Pset_PumpTypeCommon | Required | Allowable range of volume of fluid being pumped against the resistance specified.
Reference | vsoni@calfordseaden.com | 2020-11-09 12:05 |  | Type | Sewage Pump | unknown | text |  | Pset_PumpTypeCommon | Required | Reference ID for this specified type in this project (e.g. type A-1 ).
ReferenceStandard | vsoni@calfordseaden.com | 2020-11-09 12:05 |  | Type | Sewage Pump | unknown | text |  | NBL_Specification_UK | Required | Reference standard(s) to which the product is compliant.
TemperatureRange | vsoni@calfordseaden.com | 2020-11-09 12:05 |  | Type | Sewage Pump | unknown | text |  | Pset_PumpTypeCommon | Required | Allowable operational range of the fluid temperature.
AssetTypeTemplateId | vsoni@calfordseaden.com | 2020-11-09 12:05 |  | Type | Sewage Pump | 57b44093-9de6-42cc-af8a-5acda01aeb67 | uid |  | Templater | Required | BS-Pr-AP-GB-Pump
Voltage | vsoni@calfordseaden.com | 2020-11-09 12:05 |  | Type | Sewage Pump | 0 | V |  | Electrical Common | Required | The voltage that a device is designed to handle measured in volts
Power | vsoni@calfordseaden.com | 2020-11-09 12:05 |  | Type | Sewage Pump | 0 | W |  | Electrical Common | Required | The electrical power that the device is deigned to handle measured in watts
FireRating | vsoni@calfordseaden.com | 2020-11-09 12:05 |  | Type | Sheathing Board | unknown | text |  | Sheathing Board | Required | Fire rating for this object. It is given according to the national fire safety classification.
FireRating | vsoni@calfordseaden.com | 2020-11-09 12:05 |  | Type | Sheathing Board | unknown | text |  | Sheathing Board | Required | Fire rating for this object. It is given according to the national fire safety classification.
Mounting | vsoni@calfordseaden.com | 2020-11-09 12:05 |  | Type | Sink and Basin | unknown | enumeration |  | Pset_SanitaryTerminalTypeSink | Required | Selection of the form of mounting of the sink from the enumerated list of mountings where:- BackToWall: A pedestal mounted sanitary terminal that fits flush to the wall at the rear to cover its service connections. Pedestal: A floor mounted sanitary terminal that has an integral base. CounterTop: A sanitary terminal that is installed into a horizontal surface that is installed into a horizontal surface. Note: When applied to a wash hand basin, the term more normally used is ‘vanity’. See also Wash Hand Basin Type specification. WallHung: A sanitary terminal cantilevered clear of the floor.
SinkType | vsoni@calfordseaden.com | 2020-11-09 12:05 |  | Type | Sink and Basin | unknown | enumeration |  | Pset_SanitaryTerminalTypeSink | Required | Selection of the type of sink from the enumerated list of types where:- Belfast: Deep sink that has a plain edge and a weir overflow . Bucket: Sink at low level, with protected front edge, that facilitates filling and emptying buckets, usually with a hinged grid on which to stand them. Cleaners: Sink, usually fixed at normal height (900mm), with protected front edge. Combination_Left: Sink with integral drainer on left hand side . Combination_Right: Sink with integral drainer on right hand side . Combination_Double: Sink with integral drainer on both sides . Drip: Small sink that catches drips or flow from a faucet . Laboratory: Sink, of acid resisting material, with a top edge shaped to facilitate fixing to the underside of a desktop . London: Deep sink that has a plain edge and no overflow . Plaster: Sink with sediment receiver to prevent waste plaster passing into drains . Pot: Large metal sink, with a standing waste, for washing cooking utensils . Rinsing: Metal sink in which water can be heated and
DrainSize | vsoni@calfordseaden.com | 2020-11-09 12:05 |  | Type | Sink and Basin | unknown | text |  | Pset_SanitaryTerminalTypeSink | Required | The size of the drain outlet connection from the object.
Reaction to Fire | vsoni@calfordseaden.com | 2020-11-09 12:05 |  | Type | Sink and Basin | unknown | text |  | Sinks and Basins | Required | Description on the reaction to Fire
AssetTypeTemplateId | vsoni@calfordseaden.com | 2020-11-09 12:05 |  | Type | Sink and Basin | 57b44093-9de6-42cc-af8a-5acda01aeb67 | uid |  | Templater | Required | BS-Pr-SanitaryTerminal-GB-SINK
HasSoapHolder | vsoni@calfordseaden.com | 2020-11-09 12:05 |  | Type | Sink and Basin | unknown | Yes/No |  | General | Required | Has a soap holder
FireRating | vsoni@calfordseaden.com | 2020-11-09 12:05 |  | Type | Smoke Barrier | unknown | text |  | Smoke Barrier | Required | Fire rating for this object. It is given according to the national fire safety classification.
Reaction to Fire | vsoni@calfordseaden.com | 2020-11-09 12:05 |  | Type | Smoke Barrier | unknown | text |  | Smoke Barrier | Required | Description on the reaction to Fire
FireRating | vsoni@calfordseaden.com | 2020-11-09 12:05 |  | Type | Smoke Control Damper | unknown | text |  | Smoke Control Damper | Required | Fire rating for this object. It is given according to the national fire safety classification.
Reaction to Fire | vsoni@calfordseaden.com | 2020-11-09 12:05 |  | Type | Smoke Control Damper | unknown | text |  | Smoke Control Damper | Required | Description on the reaction to Fire
Quantity | vsoni@calfordseaden.com | 2020-11-09 12:05 |  | Type | Smoke Detector | 0 | number |  | Asset Common | Required | Quantity of Instances
Current | vsoni@calfordseaden.com | 2020-11-09 12:05 |  | Type | Smoke extract system | 0 | A |  | Electrical Common | Required | The current that a device is designed to handle measured in amps
Frequency | vsoni@calfordseaden.com | 2020-11-09 12:05 |  | Type | Smoke extract system | 0 | Hz |  | Electrical Common | Required | Electrical frequency in Hertz
Quantity | vsoni@calfordseaden.com | 2020-11-09 12:05 |  | Type | Smoke extract system | 0 | number |  | Asset Common | Required | Quantity of Instances
Voltage | vsoni@calfordseaden.com | 2020-11-09 12:05 |  | Type | Smoke extract system | 0 | V |  | Electrical Common | Required | The voltage that a device is designed to handle measured in volts
Power | vsoni@calfordseaden.com | 2020-11-09 12:05 |  | Type | Smoke extract system | 0 | W |  | Electrical Common | Required | The electrical power that the device is deigned to handle measured in watts
Reaction to Fire | vsoni@calfordseaden.com | 2020-11-09 12:05 |  | Type | Smoke Extraction Fan | unknown | text |  | Smoke Extraction Fan | Required | Description on the reaction to Fire
Quantity | vsoni@calfordseaden.com | 2020-11-09 12:05 |  | Type | Smoke Louvre | 0 | number |  | Asset Common | Required | Quantity of Instances
Quantity | vsoni@calfordseaden.com | 2020-11-09 12:05 |  | Type | Smoke Shaft | 0 | number |  | Asset Common | Required | Quantity of Instances
FireRating | vsoni@calfordseaden.com | 2020-11-09 12:05 |  | Type | Smoke Shaft | unknown | text |  | Smoke Shaft | Required | Fire rating for this object. It is given according to the national fire safety classification.
FireRating | vsoni@calfordseaden.com | 2020-11-09 12:05 |  | Type | Smoke/Fire Shutter | unknown | text |  | Smoke/Fire Shutter | Required | Fire rating for this object. It is given according to the national fire safety classification.
Reaction to Fire | vsoni@calfordseaden.com | 2020-11-09 12:05 |  | Type | Smoking Shelter | unknown | text |  | Smoking Shelters | Required | Description on the reaction to Fire
FireRating | vsoni@calfordseaden.com | 2020-11-09 12:05 |  | Type | Soffit | unknown | text |  | Soffit | Required | Fire rating for this object. It is given according to the national fire safety classification.
Reaction to Fire | vsoni@calfordseaden.com | 2020-11-09 12:05 |  | Type | Soffit | unknown | text |  | Soffit | Required | Description on the reaction to Fire
Fire Insulation | vsoni@calfordseaden.com | 2020-11-09 12:05 |  | Type | Soil Pipe | unknown | text |  | Soil Pipe | Required | Fire Insultation Type
Fire Integrity | vsoni@calfordseaden.com | 2020-11-09 12:05 |  | Type | Soil Pipe | unknown | text |  | Soil Pipe | Required | Fire Integrity for this object. It is given according to the national fire safety classification.
FireRating | vsoni@calfordseaden.com | 2020-11-09 12:05 |  | Type | Soil Pipe | unknown | text |  | Soil Pipe | Required | Fire rating for this object. It is given according to the national fire safety classification.
Reaction to Fire | vsoni@calfordseaden.com | 2020-11-09 12:05 |  | Type | Soil Pipe | unknown | text |  | Soil Pipe | Required | Description on the reaction to Fire
Current | vsoni@calfordseaden.com | 2020-11-09 12:05 |  | Type | Solar photo-voltaic cells | 0 | A |  | Electrical Common | Required | The ampere is that constant current which, if maintained in two straight parallel conductors of infinite length, of negligible circular cross-section, and placed 1 metre apart in vacuum, would produce between these conductors a force equal to 2×10−7 newton per metre of length.
Quantity | vsoni@calfordseaden.com | 2020-11-09 12:05 |  | Type | Solar photo-voltaic cells | 0 | number |  | Asset Common | Required | Quantity of Instances
Quantity | vsoni@calfordseaden.com | 2020-11-09 12:05 |  | Type | Solar Photo-voltaic Inverter | 0 | number |  | Asset Common | Required | Quantity of Instances
RatedCurrent | vsoni@calfordseaden.com | 2020-11-09 12:05 |  | Type | Stair Lift | 0 | A |  | Pset_ElectricalDeviceCommon | Required | The current that a device is designed to handle.
AssessmentCondition | vsoni@calfordseaden.com | 2020-11-09 12:05 |  | Type | Stair Lift | unknown | choose from drop-down |  | Pset_Condition | Required | The overall condition of a product based on an assessment of the contributions to the overall condition made by the various criteria considered. The meanings given to the values of assessed condition should be agreed and documented by local agreements. For instance, is overall condition measured on a scale of 1 - 10 or by assigning names such as Good, OK, Poor. NOTE: Template Author to delete scale choices as appropriate to the application of their template.
AssessmentDate | vsoni@calfordseaden.com | 2020-11-09 12:05 |  | Type | Stair Lift | 2020-11-09 12:05 | Date |  | Pset_Condition | Required | Date on which the overall condition is assessed
NominalFrequencyRange | vsoni@calfordseaden.com | 2020-11-09 12:05 |  | Type | Stair Lift | 0 | Hz |  | Pset_ElectricalDeviceCommon | Required | The upper and lower limits of frequency for which the operation of the device is certified.
Quantity | vsoni@calfordseaden.com | 2020-11-09 12:05 |  | Type | Stair Lift | 0 | number |  | Asset Common | Required | Quantity of Instances
AssessmentDescription | vsoni@calfordseaden.com | 2020-11-09 12:05 |  | Type | Stair Lift | unknown | text |  | Pset_Condition | Required | Qualitative description of the condition.
AssetTypeTemplateId | vsoni@calfordseaden.com | 2020-11-09 12:05 |  | Type | Stair Lift | 57b44093-9de6-42cc-af8a-5acda01aeb67 | uid |  | Templater | Required | IFC-Pr-ElectricAppliance-GB-Base
RatedVoltage | vsoni@calfordseaden.com | 2020-11-09 12:05 |  | Type | Stair Lift | 0 | V |  | Pset_ElectricalDeviceCommon | Required | The voltage that a device is designed to handle.
HasProtectiveEarth | vsoni@calfordseaden.com | 2020-11-09 12:05 |  | Type | Stair Lift | unknown | Yes,No |  | Pset_ElectricalDeviceCommon | Required | Indicates whether the electrical device has a protective earth connection (=TRUE) or not (= FALSE).
Quantity | vsoni@calfordseaden.com | 2020-11-09 12:05 |  | Type | Standard Window | 0 | number |  | Asset Common | Required | Quantity of Instances
FireRating | vsoni@calfordseaden.com | 2020-11-09 12:05 |  | Type | Standard Window | unknown | text |  | Standard Window | Required | Fire rating for this object. It is given according to the national fire safety classification.
FireRating | vsoni@calfordseaden.com | 2020-11-09 12:05 |  | Type | Standard Window | unknown | text |  | Pset_WindowCommon | Required | Fire rating for this object. It is given according to the national fire safety classification.
SecurityRating | vsoni@calfordseaden.com | 2020-11-09 12:05 |  | Type | Standard Window | unknown | text |  | Pset_WindowCommon | Required | Index based rating system indicating security level. It is giving according to the national building code.
SolarHeatGainTransmittance | vsoni@calfordseaden.com | 2020-11-09 12:05 |  | Type | Standard Window | unknown | text |  | Pset_DoorWindowGlazingType | Required | (SHGC): The ratio of incident solar radiation that contributes to the heat gain of the interior, it is the solar radiation that directly passes (Tsol or τe) plus the part of the absorbed radiation that is distributed to the interior (qi). The SHGC is refered to also as g-value (g = τe + qi).
SolarTransmittance | vsoni@calfordseaden.com | 2020-11-09 12:05 |  | Type | Standard Window | unknown | text |  | Pset_DoorWindowGlazingType | Required | (Tsol): The ratio of incident solar radiation that directly passes through a glazing system (also named τe). Note the following equation Asol + Rsol + Tsol = 1
ThermalTransmittanceWinter | vsoni@calfordseaden.com | 2020-11-09 12:05 |  | Type | Standard Window | unknown | text |  | Pset_DoorWindowGlazingType | Required | Thermal transmittance coefficient (U-Value) of a material. Winter thermal transmittance coefficient of the glazing only, often referred to as (U-value).
VisibleLightReflectance | vsoni@calfordseaden.com | 2020-11-09 12:05 |  | Type | Standard Window | unknown | text |  | Pset_DoorWindowGlazingType | Required | Fraction of the visible light that is reflected by the glazing at normal incidence. It is a value without unit.
AssetTypeTemplateId | vsoni@calfordseaden.com | 2020-11-09 12:05 |  | Type | Standard Window | 57b44093-9de6-42cc-af8a-5acda01aeb67 | uid |  | Templater | Required | BS-Pr-Window-GB-WINDOW
IsExternal | vsoni@calfordseaden.com | 2020-11-09 12:05 |  | Type | Standard Window | unknown | Yes/No |  | Pset_WindowCommon | Required | Indication whether the element is designed for use in the exterior (TRUE) or not (FALSE). If (TRUE) it is an external element and faces the outside of the building.
IsLaminated | vsoni@calfordseaden.com | 2020-11-09 12:05 |  | Type | Standard Window | unknown | Yes/No |  | Pset_DoorWindowGlazingType | Required | Indication whether the glass is layered with other materials (TRUE) or not (FALSE).
IsTempered | vsoni@calfordseaden.com | 2020-11-09 12:05 |  | Type | Standard Window | unknown | Yes/No |  | Pset_DoorWindowGlazingType | Required | Indication whether the glass is tempered (TRUE) or not (FALSE) .
SmokeStop | vsoni@calfordseaden.com | 2020-11-09 12:05 |  | Type | Standard Window | unknown | Yes/No |  | Pset_WindowCommon | Required | Indication whether the object is designed to provide a smoke stop (TRUE) or not (FALSE).
Current | vsoni@calfordseaden.com | 2020-11-09 12:05 |  | Type | Through Floor Lift | 0 | A |  | Electrical Common | Required | The current that a device is designed to handle measured in amps
Frequency | vsoni@calfordseaden.com | 2020-11-09 12:05 |  | Type | Through Floor Lift | 0 | Hz |  | Electrical Common | Required | Electrical frequency in Hertz
Quantity | vsoni@calfordseaden.com | 2020-11-09 12:05 |  | Type | Through Floor Lift | 0 | number |  | Asset Common | Required | Quantity of Instances
Voltage | vsoni@calfordseaden.com | 2020-11-09 12:05 |  | Type | Through Floor Lift | 0 | V |  | Electrical Common | Required | The voltage that a device is designed to handle measured in volts
Power | vsoni@calfordseaden.com | 2020-11-09 12:05 |  | Type | Through Floor Lift | 0 | W |  | Electrical Common | Required | The electrical power that the device is deigned to handle measured in watts
Current | vsoni@calfordseaden.com | 2020-11-09 12:05 |  | Type | Traction Passenger lift | 0 | A |  | Electrical Common | Required | The current that a device is designed to handle measured in amps
Frequency | vsoni@calfordseaden.com | 2020-11-09 12:05 |  | Type | Traction Passenger lift | 0 | Hz |  | Electrical Common | Required | Electrical frequency in Hertz
MaxLoad | vsoni@calfordseaden.com | 2020-11-09 12:05 |  | Type | Traction Passenger lift | 0 | Kg |  | Capacity | Required | The maximum weight
MaxNumberOfPeople | vsoni@calfordseaden.com | 2020-11-09 12:05 |  | Type | Traction Passenger lift | 0 | number |  | Capacity | Required | The Maximum number of people
Voltage | vsoni@calfordseaden.com | 2020-11-09 12:05 |  | Type | Traction Passenger lift | 0 | V |  | Electrical Common | Required | The voltage that a device is designed to handle measured in volts
Power | vsoni@calfordseaden.com | 2020-11-09 12:05 |  | Type | Traction Passenger lift | 0 | W |  | Electrical Common | Required | The electrical power that the device is deigned to handle measured in watts
Fire Insulation | vsoni@calfordseaden.com | 2020-11-09 12:05 |  | Type | Ventilation duct | unknown | text |  | Ventilation Duct | Required | Fire Insultation Type
Fire Integrity | vsoni@calfordseaden.com | 2020-11-09 12:05 |  | Type | Ventilation duct | unknown | text |  | Ventilation Duct | Required | Fire Integrity for this object. It is given according to the national fire safety classification.
FireRating | vsoni@calfordseaden.com | 2020-11-09 12:05 |  | Type | Ventilation duct | unknown | text |  | Ventilation Duct | Required | Fire rating for this object. It is given according to the national fire safety classification.
FireRating | vsoni@calfordseaden.com | 2020-11-09 12:05 |  | Type | Ventilation grille | unknown | text |  | Ventilation Grille | Required | Fire rating for this object. It is given according to the national fire safety classification.
Current | vsoni@calfordseaden.com | 2020-11-09 12:05 |  | Type | Washer dryer | 0 | A |  | Electrical Common | Required | The current that a device is designed to handle measured in amps
Frequency | vsoni@calfordseaden.com | 2020-11-09 12:05 |  | Type | Washer dryer | 0 | Hz |  | Electrical Common | Required | Electrical frequency in Hertz
Quantity | vsoni@calfordseaden.com | 2020-11-09 12:05 |  | Type | Washer dryer | 0 | number |  | Asset Common | Required | Quantity of Instances
Voltage | vsoni@calfordseaden.com | 2020-11-09 12:05 |  | Type | Washer dryer | 0 | V |  | Electrical Common | Required | The voltage that a device is designed to handle measured in volts
Power | vsoni@calfordseaden.com | 2020-11-09 12:05 |  | Type | Washer dryer | 0 | W |  | Electrical Common | Required | The electrical power that the device is deigned to handle measured in watts
Quantity | vsoni@calfordseaden.com | 2020-11-09 12:05 |  | Type | Water source heat pump | 0 | number |  | Asset Common | Required | Quantity of Instances
Fire Insulation | vsoni@calfordseaden.com | 2020-11-09 12:05 |  | Type | Window Set | unknown | text |  | Window Set | Required | Fire Insultation Type
Fire Integrity | vsoni@calfordseaden.com | 2020-11-09 12:05 |  | Type | Window Set | unknown | text |  | Window Set | Required | Fire Integrity for this object. It is given according to the national fire safety classification.
FireRating | vsoni@calfordseaden.com | 2020-11-09 12:05 |  | Type | Window Set | unknown | text |  | Window Set | Required | Fire rating for this object. It is given according to the national fire safety classification.
Fire Insulation | vsoni@calfordseaden.com | 2020-11-09 12:05 |  | Type | Window | unknown | text |  | Windows | Required | Fire Insultation Type
Fire Integrity | vsoni@calfordseaden.com | 2020-11-09 12:05 |  | Type | Window | unknown | text |  | Windows | Required | Fire Integrity for this object. It is given according to the national fire safety classification.
FireRating | vsoni@calfordseaden.com | 2020-11-09 12:05 |  | Type | Window | unknown | text |  | Windows | Required | Fire rating for this object. It is given according to the national fire safety classification.
End of Defects Date (unit) | vsoni@calfordseaden.com | 2020-11-09 12:05 |  | Zone | Dwelling 01 | 2020-11-09 12:05 | Date |  | Unit Information (Dwelling and Commercial) | Required | End of Defects Date dd/mm/yyyy
End of Defects Date (unit) | vsoni@calfordseaden.com | 2020-11-09 12:05 |  | Zone | Dwelling 01 | 2020-11-09 12:05 | Date |  | Unit Information (Dwelling and Commercial) | Required | End of Defects Date dd/mm/yyyy | [dd/mm/yyyy]
SAP Year | vsoni@calfordseaden.com | 2020-11-09 12:05 |  | Zone | Dwelling 01 | 2020-11-09 12:05 | Date |  | Unit Information (Dwelling and Commercial) | Required | SAP Year yyyy
Start of Defects Date | vsoni@calfordseaden.com | 2020-11-09 12:05 |  | Zone | Dwelling 01 | 2020-11-09 12:05 | Date |  | Unit Information (Dwelling and Commercial) | Required | Start of Defects Date dd/mm/yyyy
Floor level | vsoni@calfordseaden.com | 2020-11-09 12:05 |  | Zone | Dwelling 01 | 0 | number |  | Unit Information (Dwelling and Commercial) | Required | Floor level
Number of bedrooms | vsoni@calfordseaden.com | 2020-11-09 12:05 |  | Zone | Dwelling 01 | 0 | number |  | Unit Information (Dwelling and Commercial) | Required | Number of Bedrooms
Number of bedspaces | vsoni@calfordseaden.com | 2020-11-09 12:05 |  | Zone | Dwelling 01 | 0 | number |  | Unit Information (Dwelling and Commercial) | Required | Number of bedspaces
SAP Rating | vsoni@calfordseaden.com | 2020-11-09 12:05 |  | Zone | Dwelling 01 | 0 | number |  | Unit Information (Dwelling and Commercial) | Required | SAP Rating
Address (unit) | vsoni@calfordseaden.com | 2020-11-09 12:05 |  | Zone | Dwelling 01 | unknown | text |  | Unit Information (Dwelling and Commercial) | Required | Number, Street, Town, State/Region
Maintenance Responsibility (unit) | vsoni@calfordseaden.com | 2020-11-09 12:05 |  | Zone | Dwelling 01 | unknown | text |  | Unit Information (Dwelling and Commercial) | Required | Maintenance Responsibility
Ownership (unit) | vsoni@calfordseaden.com | 2020-11-09 12:05 |  | Zone | Dwelling 01 | unknown | text |  | Unit Information (Dwelling and Commercial) | Required | Ownership
Postcode (unit) | vsoni@calfordseaden.com | 2020-11-09 12:05 |  | Zone | Dwelling 01 | unknown | text |  | Unit Information (Dwelling and Commercial) | Required | UK post code
Postcode (unit) | vsoni@calfordseaden.com | 2020-11-09 12:05 |  | Zone | Dwelling 01 | unknown | text |  | Unit Information (Dwelling and Commercial) | Required | UK post code | [10]
Tenure | vsoni@calfordseaden.com | 2020-11-09 12:05 |  | Zone | Dwelling 01 | unknown | text |  | Unit Information (Dwelling and Commercial) | Required | Tenure
UPRN | vsoni@calfordseaden.com | 2020-11-09 12:05 |  | Zone | Dwelling 01 | unknown | text |  | Unit Information (Dwelling and Commercial) | Required | Unique Property Reference Number
Wheelchair Accessible | vsoni@calfordseaden.com | 2020-11-09 12:05 |  | Zone | Dwelling 01 | unknown | Yes/No |  | Unit Information (Dwelling and Commercial) | Required | Wheelchair Accessible
Wheelchair Accessible | vsoni@calfordseaden.com | 2020-11-09 12:05 |  | Zone | Dwelling 01 | unknown | Yes/No |  | Unit Information (Dwelling and Commercial) | Required | Wheelchair Accessible | Yes,No
Wheelchair Adaptable | vsoni@calfordseaden.com | 2020-11-09 12:05 |  | Zone | Dwelling 01 | unknown | Yes/No |  | Unit Information (Dwelling and Commercial) | Required | Wheelchair Adaptable
Wheelchair Adaptable | vsoni@calfordseaden.com | 2020-11-09 12:05 |  | Zone | Dwelling 01 | unknown | Yes/No |  | Unit Information (Dwelling and Commercial) | Required | Wheelchair Adaptable | Yes,No

## Coordinate
Name | CreatedBy | CreatedOn | Category | SheetName | RowName | CoordinateXAxis | CoordinateYAxis | CoordinateZAxis | ExtSystem | ExtObject | ExtIdentifier | ClockwiseRotation | ElevationalRotation | YawRotation
DefaultCoordinate | vsoni@calfordseaden.com | 2020-11-09 12:05 | point | Floor | DefaultFloor | 0 | 0 | 0 |  |  |  | 0 | 0 | 0

## Issue
Name | CreatedBy | CreatedOn | Type | Risk | Chance | Impact | SheetName1 | RowName1 | SheetName2 | RowName2 | Description | Owner | Mitigation | ExtSystem | ExtObject | ExtIdentifier
DefaultRisk | vsoni@calfordseaden.com | 2020-11-09 12:05 | Risk | Very Low | Very Low | Very Low | Floor | DefaultFloor | Component | DefaultComponent | Default Risk | nn@aec3.com | None | required | required | required

## PickLists
ApprovalBy | AreaUnit | AssetType | Uniclass 2015 Table Co | Uniclass 2015 Table SL | Uniclass 2015 Table EF | Uniclass 2015 Table Pr | Uniclass 2015 Table PM | CoordinateSheet | ConnectionType | CoordinateType | DocumentType | DurationUnit | FloorType | IssueCategory | IssueChance | IssueImpact | IssueRisk | JobStatusType | JobType | objAttribute | objAttributeType | objComponent | objConnection | objContact | objCoordinate | objDocument | objFacility | objFloor | objIssue | objJob | objProject | objResource | objSite | objSpace | objSpare | objSystem | objType | objWarranty | objZone | ResourceType | SheetType | SpareType | StageType | ZoneType | LinearUnit | VolumeUnit | CostUnit | AssemblyType | ImpactType | ImpactStage | ImpactUnit | objAssembly | objImpact | Unit | CIC Plan Of Works 2012
Owner Approval | squarefeet | Fixed | Co_20 : Administrative, commercial and protective service complexes | SL_20 : Administrative, commercial and protective service spaces | EF_20 : Structural elements | Pr_15 : Preparatory products | PM_10 : Personnel | Component | Control | point | FI_10 : Communication | as required | Site | Change | Very High | Very High | Very High | Not Yet Started | Adjustment | IfcPropertySingleValue | BoundedValue | IfcBeam | IfcRelConnectsElements | IfcOrganization | IfcBoundingBox | IfcDocumentInformation | IfcBuilding | IfcBuildingStorey | IfcApproval | IfcProcedure | IfcProject | IfcConstructionProductResource | IfcSite | IfcSpace | IfcConstructionProductResource | IfcSystem | IfcActuatorType | Pset_Warranty | IfcZone | Labor | Attribute | Part | As Built | Circulation Zone | inches | cubicfeet | Dollars | Fixed | Cost | production | currency | IfcRelAggregates | IfcPropertySet | enumeration | CIC 1 : Brief
Contractor Certified | squaremiles | Moveable | Co_20_10 : Legislative complexes | SL_20_10 : Legislative spaces | EF_20_05 : Substructure | Pr_15_31 : Formless preparatory products | PM_10_10 : Organization roles | Floor | Flow | line-end-one | FI_10_10 : Brochure/ leaflet | day | Floor | Claim | High | High | High | Started | Calibration | IfcPropertyReferenceValue | EnumeratedValue | IfcBuildingElementPart | IfcRelConnectsPorts | IfcPerson | IfcCartesianPoint | IfcDocumentReference |  |  | Pset_Risk | IfcTask |  | IfcCrewResource |  |  | ifcConstraint |  | IfcAirTerminalBoxType |  |  | Material | Component | PartSet | Submitted | Lighting Zone | feet | cubicmeters | Euros | Optional | ClimateChange | installation | kg |  |  | logical | CIC 2 : Concept
Information Only | squaremeters |  | Co_20_10_60 : Governmental complexes | SL_20_10_47 : Legislative chambers | EF_20_05_30 : Foundations | Pr_15_31_04 : Applied cleaning and repair treatments | PM_10_10_10 : President | Space | Return | line-end-two | FI_10_15 : Comment | minute | Roof | Coordination | Moderate | Moderate | Moderate | Completed | Emergency | IfcPropertyTableValue | ListValue | IfcBuildingElementProxy |  | IfcPersonAndOrganization | [7 empty] | IfcLaborResource |  |  |  |  | IfcAirTerminalType |  |  | Tools | Connection | Lubricant | Approved | Fire Alarm Zone | miles |  | Pounds | Included | PrimaryEnergyConsumption | maintenance | MJ |  |  | boolean | CIC 3 : Design Development
| squarekilometers |  | Co_20_15 : Administrative complexes | SL_20_10_49 : Legislative chamber viewing galleries | EF_20_10 : Superstructure | Pr_15_31_04_06 : Biocidal cleaning solutions | PM_10_10_15 : Vice president |  | Supply | box-lowerleft | FI_10_20 : Correspondence | hour | Region | Environmental | Low | Low | Low |  | Inspection | IfcPropertyListValue | ReferenceValue | IfcChamferEdgeFeature | [14 empty] | IfcAirToAirHeatRecoveryType |  |  | Training | Coordinate | Other | Exact Requirement | Historical Preservation Zone | millimeters |  |  | Excluded | WaterConsumption | replacement | cubicmeters |  |  | % | CIC 4 : Production Information
|  |  | Co_20_15_08 : Business parks | SL_20_15 : Administrative spaces | EF_20_10_15 : Composite structures | Pr_15_31_04_11 : Chemical cleaning gels and liquids | PM_10_10_20 : Chairman |  | Structural | box-upperright | FI_10_30 : File note | month | Site | Function | Very Low | Very Low | Very Low |  | Operation | IfcPropertyBoundedValue | SetValue | IfcColumn | [14 empty] | IfcAlarmType |  |  |  | Document | Spare | Maximum Requirement | Occupancy Zone | meters |  |  | Layer | HazardousWaste | use | Pounds |  |  | A | CIC 5 : Constructed Information
|  |  | Co_20_15_58 : Offices | SL_20_15_50 : Meeting rooms | EF_20_10_30 : Framed structures | Pr_15_31_04_12 : Chemical poultices | PM_10_10_25 : Vice chairman |  |  |  | FI_10_50 : Memo | quarter |  | IndoorAirQuality | Unknown | Unknown | Unknown |  | PM | IfcPropertyEnumeratedValue | SingleValue | IfcCovering | [14 empty] | IfcBeamType |  |  |  | Facility | SpareSet | Minimum Requirement | Ventilation Zone | kilometers |  |  | Patch | NonHazardousWaste | reuse |  |  |  | cubicfeet | CIC 6 : Handover
|  |  | Co_20_20 : Secular representative complexes | SL_20_15_59 : Offices | EF_20_10_50 : Membrane structures | Pr_15_31_04_13 : Cleaners | PM_10_10_30 : Chief executive officer |  |  |  | FI_10_70 : Request for information | week |  | Installation |  |  |  |  | Safety |  | TableValue | IfcCurtainWall | [14 empty] | IfcBoilerType |  |  |  | Floor |  | Requirement |  |  |  |  | Mix | AtmosphericAcidification |  |  |  |  | cubicmeters | CIC 6A : Post fit-out Handover
|  |  | Co_20_20_15 : Complexes for representatives of nation states abroad | SL_20_15_71 : Reception areas | EF_20_10_75 : Shell structures | Pr_15_31_04_14 : Cleaning agents | PM_10_10_35 : Chief financial officer |  |  |  | FI_10_90 : Technical query | year |  | RFI |  |  |  |  | ShutDown |  |  | IfcDiscreteAccessory | [14 empty] | IfcBuildingElementProxyType |  |  |  | Issue | [7 empty] | RenewableEnergyConsumption |  |  |  |  | Degrees | CIC 7 : Post Practical Completion
|  |  | Co_20_20_40 : Local government complexes | SL_20_45 : Motor vehicle maintenance and fuelling spaces | EF_20_10_80 : Solid structures | Pr_15_31_04_15 : Concrete surface retarders | PM_10_10_40 : Chief operating officer |  |  |  | FI_20 : Contractual |  |  | Safety |  |  |  |  | StartUp |  |  | IfcDistributionChamberElement | [14 empty] | IfcCableCarrierFittingType |  |  |  | Job | [7 empty] | NonRenewableEnergyConsumption |  |  |  |  | Dollars | GRIP 1 : Output definition
|  |  | Co_20_20_50 : National government complexes | SL_20_45_27 : Electric motor vehicle charging points | EF_20_50 : Bridge structures | Pr_15_31_04_16 : Concrete treatment surface and injection chemicals | PM_10_10_45 : Executive director |  |  |  | FI_20_05 : Application |  |  | Specification |  |  |  |  | Testing |  |  | IfcDistributionControlElement | [14 empty] | IfcCableCarrierSegmentType |  |  |  | Resource | [7 empty] | ResourceDepletion |  |  |  |  | each | GRIP 2 : Pre-feasibility
|  |  | Co_20_20_70 : Regional government complexes | SL_20_45_29 : Fuel filling station air and water points | EF_20_50_01 : Abutments | Pr_15_31_04_20 : Curing compounds | PM_10_10_50 : Non-executive director |  |  |  | FI_20_15 : Contract | [7 empty] | Trouble |  |  | IfcDistributionElement | [14 empty] | IfcCableSegmentType |  |  |  | Space | [7 empty] | InertWaste |  |  |  |  | Euros | GRIP 3 : Options selection
|  |  | Co_20_45 : Motor vehicle maintenance and fuelling complexes | SL_20_45_30 : Fuel filling station forecourts | EF_20_50_07 : Bearings | Pr_15_31_04_34 : Graffiti-removing chemicals | PM_10_10_55 : Managing director |  |  |  | FI_20_40 : Instruction | [7 empty] | Replacement |  |  | IfcDistributionFlowElement | [14 empty] | IfcChillerType |  |  |  | Spare | [7 empty] | RadioactiveWaste |  |  |  |  | feet | GRIP 4 : Single option development
|  |  | Co_20_45_50 : Motor vehicle fuelling and charging stations | SL_20_45_31 : Fuel filling station tanks areas | EF_20_50_64 : Piers | Pr_15_31_04_53 : Mould removers | PM_10_10_60 : Director |  |  |  | FI_30 : Data set | [10 empty] | IfcDoor | [14 empty] | IfcCoilType |  |  |  | System | [7 empty] | StratosphericOzoneLayerDestruction |  |  |  |  | Gal | GRIP 5 : Detailed design
|  |  | Co_20_45_54 : Motor vehicle servicing complexes | SL_20_45_53 : Motor vehicle maintenance areas | EF_20_50_82 : Span | Pr_15_31_04_60 : Paint strippers | PM_10_10_70 : Partner |  |  |  | FI_30_35 : GIS dataset | [10 empty] | IfcElectricalElement | [14 empty] | IfcColumnType |  |  |  | Type | [7 empty] | PhotochemicalOzoneFormation |  |  |  |  | gph | GRIP 6 : Construction, testing and commissioning
|  |  | Co_20_50 : Commercial complexes | SL_20_45_95 : Vehicle inspection pits | EF_25 : Wall and barrier elements | Pr_15_31_04_64 : Plain poultices | PM_10_10_75 : Associate |  |  |  | FI_30_40 : Information Exchange File | [10 empty] | IfcElectricDistributionPoint | [14 empty] | IfcCompressorType |  |  |  | Zone | [7 empty] | Eutrophication |  |  |  |  | gpm | GRIP 7 : Scheme handback
|  |  | Co_20_50_05 : Auction complexes | SL_20_45_96 : Vehicle servicing areas | EF_25_10 : Walls | Pr_15_31_04_77 : Shampoos | PM_10_10_80 : Manager |  |  |  | FI_30_70 : Room data sheet | [10 empty] | IfcElementAssembly | [14 empty] | IfcCondenserType | [16 empty] | hp | GRIP 8 : Project close out
|  |  | Co_20_50_50 : Market complexes | SL_20_50 : Commercial spaces | EF_25_30 : Doors and windows | Pr_15_31_04_80 : Snow clearing chemicals | PM_10_20 : Client roles |  |  |  | FI_40 : Design information | [10 empty] | IfcEnergyConversionDevice | [14 empty] | IfcControllerType | [16 empty] | inches | OGC Gateways : 5 onwards
|  |  | Co_20_50_60 : Parade of shops | SL_20_50_03 : Ambient wholesale spaces | EF_25_55 : Barriers | Pr_15_31_04_81 : Solvents | PM_10_20_05 : Asset manager |  |  |  | FI_40_10 : Calculation | [10 empty] | IfcEquipmentElement | [14 empty] | IfcCooledBeamType | [16 empty] | kg | OGC Gateways : between 0 and 1
|  |  | Co_20_50_71 : Retail parks | SL_20_50_05 : Auction rooms | EF_30 : Roofs, floor and paving elements | Pr_15_31_04_84 : Spot-removing chemicals | PM_10_20_10 : Asset management advisor |  |  |  | FI_40_75 : Schedule or Table | [10 empty] | IfcFastener | [14 empty] | IfcCoolingTowerType | [16 empty] | kilometers | OGC Gateways : between 1 and 2
|  |  | Co_20_50_78 : Shopping complexes | SL_20_50_12 : Checkout points | EF_30_10 : Roofs | Pr_15_31_04_85 : Sugar soap | PM_10_20_20 : Clerk of works |  |  |  | FI_40_80 : Specification | [10 empty] | IfcFlowController | [14 empty] | IfcCurtainWallType | [16 empty] | kW | OGC Gateways : between 2 and 3
|  |  | Co_20_50_94 : Vehicle sales complexes | SL_20_50_22 : Department store shop floors | EF_30_20 : Floors | Pr_15_31_04_86 : Surface cleaners | PM_10_20_30 : Client |  |  |  | FI_50 : Financial | [10 empty] | IfcFlowFitting | [14 empty] | IfcDamperType | [16 empty] | lbs | OGC Gateways : between 3 and 4
|  |  | Co_20_55 : Postal communications complexes | SL_20_50_29 : Financial and professional services outlets | EF_30_25 : Ceilings and soffits | Pr_15_31_12 : Chemical soils stabilizers | PM_10_20_35 : Client advisor |  |  |  | FI_50_10 : Bills of Quantity | [10 empty] | IfcFlowMovingDevice | [14 empty] | IfcDiscreteAccessoryType | [16 empty] | meters | OGC Gateways : between 4 and 5
|  |  | Co_20_55_10 : Postal communications complexes | SL_20_50_30 : Fitting rooms | EF_30_30 : Decks | Pr_15_31_12_42 : Injectable resinous soil stabilizers | PM_10_20_40 : Client representative |  |  |  | FI_50_15 : Cost Plan | [10 empty] | IfcFlowSegment | [14 empty] | IfcDistributionChamberElementType | [16 empty] | miles | RIBA 2010 A : Appraisal
|  |  | Co_20_60 : Military complexes | SL_20_50_32 : Food and drink outlets | EF_30_60 : Pavements | Pr_15_31_26 : Excavated earth and fill materials | PM_10_20_50 : Employer |  |  |  | FI_50_40 : Invoice | [10 empty] | IfcFlowStorageDevice | [14 empty] | IfcDistributionElementType | [16 empty] | millimeters | RIBA 2010 B : Strategic Briefing
|  |  | Co_20_60_02 : Air force complexes | SL_20_50_36 : Hair and beauty salons | EF_30_60_60 : Pedestrian paving | Pr_15_31_26_07 : Bentonite | PM_10_20_55 : Employer's agent |  |  |  | FI_60 : Graphical | [10 empty] | IfcFlowTerminal | [14 empty] | IfcDoorStyle | [16 empty] | MJ | RIBA 2010 C : Outline Proposals
|  |  | Co_20_60_10 : Army complexes | SL_20_50_47 : Livestock auction rooms | EF_30_60_95 : Vehicular paving | Pr_15_31_26_13 : Chalk | PM_10_20_60 : Employer's project manager |  |  |  | FI_60_05 : Animation file | [10 empty] | IfcFlowTreatmentDevice | [14 empty] | IfcDuctFittingType | [16 empty] | Pounds | RIBA 2010 D : Detailed Proposals
|  |  | Co_20_60_56 : Navy complexes | SL_20_50_51 : Market stalls | EF_30_70 : Bridge decks | Pr_15_31_26_14 : Clay | PM_10_20_80 : Facilities manager |  |  |  | FI_60_15 : Clash rendition | [10 empty] | IfcFooting | [14 empty] | IfcDuctSegmentType | [16 empty] | psi | RIBA 2010 E : Final Proposals
|  |  | Co_20_65 : Law enforcement complexes | SL_20_50_55 : Motor vehicle showrooms | EF_35 : Stairs and ramps | Pr_15_31_26_15 : Coarse no fines rubble fill materials | PM_10_50 : Team lead roles |  |  |  | FI_60_20 : Drawing | [10 empty] | IfcFurnishingElement | [14 empty] | IfcDuctSilencerType | [16 empty] | squarefeet | RIBA 2010 F : Production Information
|  |  | Co_20_65_56 : Law enforcement complexes | SL_20_50_70 : Refrigerated wholesale spaces | EF_35_10 : Stairs | Pr_15_31_26_17 : Cohesive material | PM_10_50_04 : Asset management lead |  |  |  | FI_60_50 : Model - Two dimensional | [10 empty] | IfcMechanicalFastener | [14 empty] | IfcElectricApplianceType | [16 empty] | squarekilometers | RIBA 2010 G : Tender Documentation
|  |  | Co_20_70 : Judicial complexes | SL_20_50_72 : Retail kiosks | EF_35_10_30 : External stairs | Pr_15_31_26_26 : Earth | PM_10_50_19 : Construction lead |  |  |  | FI_60_55 : Model - Three dimensional | [10 empty] | IfcMember | [14 empty] | IfcElectricFlowStorageDeviceType | [16 empty] | squaremeters | RIBA 2010 H : Tender Action
|  |  | Co_20_70_18 : Court complexes | SL_20_50_85 : Supermarket shop floors | EF_35_10_40 : Internal stairs | Pr_15_31_26_31 : Glass bottles | PM_10_50_25 : Design lead |  |  |  | FI_60_60 : Photograph | [10 empty] | IfcOpeningElement | [14 empty] | IfcElectricGeneratorType | [16 empty] | squaremiles | RIBA 2010 J : Mobilisation
|  |  | Co_20_70_65 : Probation complexes | SL_20_50_87 : Tattoo and piercing parlours | EF_35_20 : Ramps | Pr_15_31_26_33 : Graded granular fill materials | PM_10_50_61 : Operation lead |  |  |  | FI_60_95 : Visualization | [10 empty] | IfcPile | [14 empty] | IfcElectricHeaterType | [16 empty] | tonne | RIBA 2010 K : Construction to Practical Completion
|  |  | Co_20_75 : Detention complexes | SL_20_50_96 : Waste and scrap yards | EF_35_20_30 : External ramps | Pr_15_31_26_34 : Graded natural granular fill materials | PM_10_50_67 : Principal designer |  |  |  | FI_70 : Planning control | [10 empty] | IfcPlate | [14 empty] | IfcElectricMotorType | [16 empty] | tons | RIBA 2010 L : After Practical Completion
|  |  | Co_20_75_42 : Immigrant detention complexes | SL_20_55 : Postal communications spaces | EF_35_20_40 : Internal ramps | Pr_15_31_26_35 : Graded recycled granular fill materials | PM_10_50_69 : Programme lead |  |  |  | FI_70_15 : Consent | [10 empty] | IfcProjectionElement | [14 empty] | IfcElectricTimeControlType | [16 empty] | UK gallon | RIBA Stage A : Inception
|  |  | Co_20_75_64 : Prison complexes | SL_20_55_45 : Letter sorting offices | EF_37 : Tunnel, vessel and tower elements | Pr_15_31_26_36 : Hardcores | PM_10_50_70 : Project lead |  |  |  | FI_80 : Project planning | [10 empty] | IfcRailing | [14 empty] | IfcEvaporativeCoolerType | [16 empty] | US gallon | RIBA Stage B : Feasibility
|  |  | Co_20_75_71 : Refugee detention complexes | SL_20_55_50 : Mail order sorting and despatch facilities | EF_37_16 : Vessels and trenches | Pr_15_31_26_37 : Highways Agency unbound mixtures Category B | PM_10_55 : Architectural roles |  |  |  | FI_80_50 : Method statement | [10 empty] | IfcRamp | [14 empty] | IfcEvaporatorType | [16 empty] | V | RIBA Stage C : Outline design
|  |  | Co_20_80 : Weapons training complexes | SL_20_55_60 : Parcel sorting offices | EF_37_16_90 : Trenches | Pr_15_31_26_38 : Highways Agency unbound mixtures Type 1 | PM_10_55_03 : Architect |  |  |  | FI_80_60 : Policy/Procedure | [10 empty] | IfcRampFlight | [14 empty] | IfcFanType | [16 empty] | W | RIBA Stage D : Scheme design
|  |  | Co_20_80_04 : Artillery firing range complexes | SL_20_55_65 : Post rooms | EF_37_16_94 : Vessels | Pr_15_31_26_39 : Highways Agency unbound mixtures Type 2 | PM_10_55_04 : Architectural designer |  |  |  | FI_80_65 : Programme | [10 empty] | IfcReinforcingBar | [14 empty] | IfcFastenerType | [16 empty] | n/a | RIBA Stage E : Detail design
|  |  | Co_20_80_80 : Small arms firing range complexes | SL_20_60 : Military protective spaces | EF_37_17 : Towers, chimneys and masts | Pr_15_31_26_40 : Highways Agency unbound mixtures Type 3 | PM_10_55_14 : Cladding consultant |  |  |  | FI_90 : Record information | [10 empty] | IfcRoof | [14 empty] | IfcFilterType | [17 empty] | RIBA Stage F : Construction design
|  |  | Co_20_90 : Incident support complexes | SL_20_60_08 : Bombardment shelters | EF_37_17_15 : Chimneys | Pr_15_31_26_41 : Highways Agency unbound mixtures Type 4 | PM_10_55_41 : Interior designer |  |  |  | FI_90_15 : Certificate | [10 empty] | IfcRoundedEdgeFeature | [14 empty] | IfcFireSuppressionTerminalType | [17 empty] | RIBA Stage GHJK : Implementation
|  |  | Co_20_90_16 : Coast guard stations | SL_20_60_27 : Emergency shelters | EF_37_17_35 : Gantries | Pr_15_31_26_42 : Hoggins | PM_10_55_47 : Landscape architect |  |  |  | FI_90_30 : Forms | [10 empty] | IfcSlab | [14 empty] | IfcFlowInstrumentType | [17 empty] | RIBA Stage L : Completion
|  |  | Co_20_90_27 : Fire brigade complexes | SL_20_60_70 : Radiation protection shelters | EF_37_17_50 : Masts | Pr_15_31_26_46 : Landscape area fill materials | PM_10_55_48 : Landscape designer |  |  |  | FI_90_50 : Manual | [10 empty] | IfcStair | [14 empty] | IfcFlowMeterType
|  |  | Co_20_90_47 : Life boat stations | SL_20_60_98 : War emergency centres | EF_37_17_70 : Pylons | Pr_15_31_26_90 : Topsoil | PM_10_55_53 : Lighting designer |  |  |  | FI_90_60 : Plan | [10 empty] | IfcStairFlight | [14 empty] | IfcFurnishingElementType
|  |  | Co_20_90_53 : Mountain rescue complexes | SL_20_62 : Parade spaces | EF_37_17_90 : Towers | Pr_15_57 : Non-rigid sheet mat and strip preparatory products | PM_10_55_80 : Signage designer |  |  |  | FI_90_70 : Register | [10 empty] | IfcTendonAnchor | [14 empty] | IfcFurnitureType
|  |  | Co_20_90_77 : Sea rescue complexes | SL_20_62_65 : Parade grounds | EF_37_50 : Tunnels and shafts | Pr_15_57_30 : Geomembranes | PM_10_60 : Contractor and supplier roles |  |  |  | FI_90_75 : Report | [10 empty] | IfcTransportElement | [14 empty] | IfcGasTerminalType
|  |  | Co_25 : Cultural, educational, scientific and information complexes | SL_20_65 : Law enforcement spaces | EF_40 : Signage, fittings, furnishings and equipment | Pr_15_57_30_10 : Butyl rubber geomembranes | PM_10_60_19 : Construction operative |  |  |  | FI_90_80 : Snagging list | [10 empty] | IfcWall | [14 empty] | IfcHeatExchangerType
|  |  | Co_25_10 : Educational complexes | SL_20_65_40 : Identification suites | EF_40_10 : Signage | Pr_15_57_30_13 : Chlorinated polyethylene (PE-C) geomembranes | PM_10_60_20 : Contractor |  |  |  | FI_90_85 : Survey | [10 empty] | IfcWallStandardCase | [14 empty] | IfcHumidifierType
|  |  | Co_25_10_32 : Further education colleges | cell | EF_40_20 : Fittings | Pr_15_57_30_14 : Chlorosulfonated polythylene (PE-CS) geomembranes | PM_10_60_21 : Contract administrator |  |  |  | FI_90_90 : Transmittal | [10 empty] | IfcWindow | [14 empty] | IfcJunctionBoxType
|  |  | Co_25_10_41 : Infant schools | SL_20_65_65 : Police boxes | EF_40_30 : Furnishings | Pr_15_57_30_27 : Ethylene propylene diene monomer (EPDM) geomembranes | PM_10_60_22 : Cost consultant | [29 empty] | IfcLampType
|  |  | Co_25_10_45 : Kindergartens | SL_20_70 : Judicial spaces | EF_40_40 : Equipment | Pr_15_57_30_33 : Geocomposite membranes | PM_10_60_40 : Importer | [29 empty] | IfcLightFixtureType
|  |  | Co_25_10_66 : Primary schools | SL_20_70_15 : Court rooms | EF_45 : Flora and fauna elements | Pr_15_57_30_37 : High density polyethylene (PE-HD) geomembranes | PM_10_60_45 : Information manager | [29 empty] | IfcMechanicalFastenerType
|  |  | Co_25_10_77 : Secondary schools | SL_20_70_18 : Court room viewing galleries | EF_45_03 : Aquatic fauna elements | Pr_15_57_30_47 : Low density polyethylene (PE-LD) geomembranes | PM_10_60_55 : Manufacturer | [29 empty] | IfcMemberType
|  |  | Co_25_10_88 : Tertiary colleges | SL_20_70_23 : Defendant docks | EF_45_05 : Aquatic flora elements | Pr_15_57_30_65 : Plastics geomembranes | PM_10_60_67 : Principal contractor | [29 empty] | IfcMotorConnectionType
|  |  | Co_25_10_92 : Universities | SL_20_70_28 : Evidence rooms | EF_45_20 : Grass and meadow elements | Pr_15_57_30_71 : Polypropylene membranes | PM_10_60_71 : Project manager | [29 empty] | IfcOutletType
|  |  | Co_25_30 : Scientific complexes | SL_20_70_41 : Judicial benches | EF_45_45 : Land fauna elements | Pr_15_57_30_72 : Polyvinyl chloride (PVC) geomembranes | PM_10_60_85 : Sub-contractor | [29 empty] | IfcPipeFittingType
|  |  | Co_25_30_04 : Astronomical observatory complexes | SL_20_70_44 : Jury boxes | EF_45_90 : Tree, shrub and herbaceous plant elements | Pr_15_57_30_73 : Polyvinylidene fluoride (PVDF) hydrophobic geomembranes | PM_10_60_86 : Supplier | [29 empty] | IfcPipeSegmentType
|  |  | Co_25_30_08 : Botanic gardens | SL_20_70_97 : Witness stands | EF_50 : Waste disposal functions | Pr_15_57_33 : Geosynthetics | PM_10_65 : Engineering roles | [29 empty] | IfcPlateType
|  |  | Co_25_30_45 : Laboratory complexes | SL_20_75 : Detention spaces | EF_50_10 : Gas waste collection | Pr_15_57_33_30 : Foamed aminoplastic resin moisture retention mats | PM_10_65_01 : Acoustic consultant | [29 empty] | IfcProtectiveDeviceType
|  |  | Co_25_30_70 : Research complexes | SL_20_75_15 : Communal inmate dayrooms | EF_50_20 : Wet waste collection | Pr_15_57_33_33 : Geocomposite drainage sheets | PM_10_65_02 : Acoustic engineers | [29 empty] | IfcPumpType
|  |  | Co_25_50 : Exhibition complexes | SL_20_75_22 : Detention cells | EF_50_30 : Above-ground drainage collection | Pr_15_57_33_34 : Geocomposite gas venting layer | PM_10_65_07 : Building services designer | [29 empty] | IfcRailingType
|  |  | Co_25_50_03 : Art installations | SL_20_75_28 : Exercise yards | EF_50_35 : Below-ground drainage collection | Pr_15_57_33_36 : Geocomposite studded sheet | PM_10_65_08 : Building services engineer | [29 empty] | IfcRampFlightType
|  |  | Co_25_50_33 : Galleries | SL_20_75_35 : Guard stations | EF_50_40 : Dry waste collection | Pr_15_57_33_37 : Geomats | PM_10_65_11 : Civil engineer | [29 empty] | IfcSanitaryTerminalType
|  |  | Co_25_50_34 : Gardens and arboretums | SL_20_75_38 : Holding cells | EF_50_50 : Gas waste treatment and disposal | Pr_15_57_33_38 : Geonets | PM_10_65_12 : Civil engineering designer | [29 empty] | IfcSensorType
|  |  | Co_25_50_50 : Memorials | SL_20_75_75 : Sally ports | EF_50_60 : Wet waste treatment and disposal | Pr_15_57_33_39 : Geosynthetic clay liners (GCLs) | PM_10_65_16 : Commissioning engineer | [29 empty] | IfcSlabType
|  |  | Co_25_50_52 : Monuments | SL_20_75_77 : Secure visiting rooms | EF_50_70 : Drainage treatment and disposal | Pr_15_57_33_41 : High density polyethylene (PE-HD) geogrids | PM_10_65_17 : Commissioning specialist | [29 empty] | IfcStackTerminalType
|  |  | Co_25_50_54 : Multi-purpose exhibition complexes | SL_20_75_95 : Vehicle impound yards | EF_50_75 : Wastewater treatment and disposal | Pr_15_57_33_60 : Plastics geocomposite sheets | PM_10_65_24 : Demolition engineer | [29 empty] | IfcStairFlightType
|  |  | Co_25_50_55 : Museums | SL_20_80 : Weapons training ranges | EF_50_80 : Dry waste treatment and disposal | Pr_15_57_33_61 : Plastics geocell boards | PM_10_65_28 : Drainage engineer | [29 empty] | IfcSwitchingDeviceType
|  |  | Co_25_50_58 : Open air museums | SL_20_80_03 : Artillery firing ranges | EF_55 : Piped supply functions | Pr_15_57_33_62 : Plastics geocell sheets | PM_10_65_30 : Electrical engineer | [29 empty] | IfcSystemFurnitureElementType
|  |  | Co_25_50_59 : Open air sculpture parks | SL_20_80_63 : Pistol firing ranges | EF_55_05 : Gas extraction and treatment | Pr_15_57_33_63 : Plastics geocellular drainage mats | PM_10_65_33 : Fire engineering consultant | [29 empty] | IfcTankType
|  |  | Co_25_50_85 : Statues | SL_20_80_72 : Rifle firing ranges | EF_55_10 : Liquid fuel extraction and treatment | Pr_15_57_33_64 : Plastics geogrids | PM_10_65_50 : Marine engineer | [29 empty] | IfcTransformerType
|  |  | Co_25_50_99 : Zoos | SL_20_85 : Security spaces | EF_55_15 : Water extraction and treatment | Pr_15_57_33_70 : Polypropylene geocells | PM_10_65_52 : Mechanical services engineer | [29 empty] | IfcTransportElementType d
|  |  | Co_25_70 : Information complexes | SL_20_85_63 : Pedestrian security check points | EF_55_20 : Gas supply | Pr_15_57_33_74 : Polyester geocells | PM_10_65_53 : Mechanical, electrical, instrumentation, control and automation (MEICA) consultant | [29 empty] | IfcTubeBundleType
|  |  | Co_25_70_16 : Conference complexes | SL_20_85_80 : Security offices | EF_55_30 : Fire extinguishing supply | Pr_15_57_33_75 : Polyester (PET) geogrids | PM_10_65_60 : Network modeller | [29 empty] | IfcUnitaryEquipmentType
|  |  | Co_25_70_23 : Document archives | SL_20_85_95 : Vehicular security check points | EF_55_40 : Steam supply | Pr_15_57_33_77 : Polyethylene geocells | PM_10_65_69 : Process engineer | [29 empty] | IfcValveType
|  |  | Co_25_70_30 : Film archives | SL_20_90 : Incident support spaces | EF_55_50 : Liquid fuel supply | Pr_15_57_33_85 : Spun-bonded polypropylene (PP) weed suppression membranes | PM_10_65_73 : Public health engineer | [29 empty] | IfcVibrationIsolatorType
|  |  | Co_25_70_41 : Information centres | SL_20_90_30 : Fire refuge spaces | EF_55_60 : Process liquid supply | Pr_15_57_33_97 : Woven polypropylene (PP) weed suppression membranes | PM_10_65_82 : Structural engineering designer | [29 empty] | IfcWallType
|  |  | Co_25_70_47 : Library complexes | SL_20_90_31 : Fire training spaces | EF_55_70 : Water supply | Pr_15_57_35 : Geotextiles | PM_10_65_83 : Structural engineer | [29 empty] | IfcWasteTerminalType
|  |  | Co_25_90 : Worship complexes | SL_25 : Cultural, educational, scientific and information spaces | EF_55_90 : Piped solids supply | Pr_15_57_35_07 : Biodegradable flax geotextiles | PM_10_65_90 : Telecommunication engineer | [29 empty] | IfcWindowStyle
|  |  | Co_25_90_30 : Faith worship complexes | SL_25_05 : Commemoration spaces | EF_60 : Heating, cooling and refrigeration functions | Pr_15_57_35_08 : Bituminous felt geotextiles | PM_10_65_96 : Water engineer | [29 empty] | IfcWindowStyle
|  |  | Co_30 : Industrial complexes | SL_25_05_72 : Commemoration sites | EF_60_30 : Rail and paving heating | Pr_15_57_35_34 : Glass fibre tissue geotextiles | PM_10_70 : Surveyor and planner roles
|  |  | Co_30_10 : Mineral extraction complexes | SL_25_10 : Educational spaces | EF_60_40 : Space heating and cooling | Pr_15_57_35_44 : Jute geotextiles | PM_10_70_09 : Building control officer
|  |  | Co_30_10_22 : Deep mines | SL_25_10_04 : Art classrooms | EF_60_60 : Refrigeration | Pr_15_57_35_50 : Mineral wool water retention geotextiles | PM_10_70_10 : Building inspector
|  |  | Co_30_10_24 : Drift mines | SL_25_10_05 : Assembly halls | EF_60_80 : Drying | Pr_15_57_35_56 : Natural material geotextiles | PM_10_70_11 : Building surveyor
|  |  | Co_30_10_33 : Gas extraction complexes | SL_25_10_08 : Biology teaching laboratories | EF_65 : Ventilation and air conditioning functions | Pr_15_57_35_57 : Needle-punched nonwoven geotextiles | PM_10_70_46 : Land surveyor
|  |  | Co_30_10_51 : Methane hydrates extraction complexes | SL_25_10_13 : Chemistry teaching laboratories | EF_65_40 : Ventilation | Pr_15_57_35_61 : Plastics geotextiles | PM_10_70_52 : Master-planning consultant
|  |  | Co_30_10_59 : Oil extraction complexes | SL_25_10_14 : Classrooms | EF_65_80 : Air conditioning | Pr_15_57_35_62 : Polyacrylonitrile (PAN) water retention geotextiles | PM_10_70_60 : Party wall surveyor
|  |  | Co_30_10_61 : Open-cast mines | SL_25_10_15 : Common rooms | EF_70 : Electrical power and lighting functions | Pr_15_57_35_63 : Polyamide water retention geotextiles | PM_10_70_64 : Planning consultant
|  |  | Co_30_10_69 : Quarries | SL_25_10_17 : Craft classrooms | EF_70_10 : Electrical power generation | Pr_15_57_35_64 : Polypropylene filter geotextiles | PM_10_70_65 : Planning officer
|  |  | Co_30_10_77 : Shale gas extraction complexes | SL_25_10_21 : Dance studios | EF_70_30 : Electricity distribution and transmission | Pr_15_57_35_65 : Polypropylene water retention geotextiles | PM_10_70_75 : Quantity surveyor
|  |  | Co_30_10_78 : Shale oil extraction complexes | SL_25_10_22 : Dissection theatres | EF_70_80 : Lighting | Pr_15_57_35_66 : Polyester filter geotextiles | PM_10_70_80 : Site investigation consultant
|  |  | Co_30_30 : Mineral processing complexes | SL_25_10_24 : Drama studios | EF_75 : Communications, security, safety and protection functions | Pr_15_57_35_67 : Polyethylene filter geotextiles | PM_10_70_85 : Survey specialist
|  |  | Co_30_30_30 : Gas processing complexes | SL_25_10_25 : Driving skid pans | EF_75_10 : Communication | Pr_15_57_35_68 : Polyvinylidene fluoride (PVDF) hydrophilic geotextiles | PM_10_80 : Environmental and geological roles
|  |  | Co_30_30_50 : Oil processing complexes | SL_25_10_26 : Driving tuition spaces | EF_75_30 : Signalling | Pr_15_57_35_88 : Thermally-bonded nonwoven geotextiles | PM_10_80_04 : Archaeological consultant
|  |  | Co_30_30_55 : Ore processing complexes | SL_25_10_28 : Educational workshops | EF_75_40 : Security | Pr_15_71 : Rigid board panel and sheet preparatory products | PM_10_80_25 : Ecologist
|  |  | Co_30_40 : Animal and plant products processing complexes | SL_25_10_30 : Food technology classrooms | EF_75_50 : Safety and protection | Pr_15_71_90 : Trench boards and sheets | PM_10_80_27 : Environmental assessor
|  |  | Co_30_40_01 : Abattoirs | SL_25_10_40 : ICT laboratories | EF_75_60 : Environmental safety | Pr_15_71_90_90 : Trench boards | PM_10_80_28 : Environmental consultant
|  |  | Co_30_40_03 : Animal product processing complexes | SL_25_10_46 : Language laboratories | EF_75_70 : Control and management | Pr_15_71_90_91 : Trench sheets | PM_10_80_35 : Geographic information system engineers
|  |  | Co_30_40_04 : Arable crop processing complexes | SL_25_10_47 : Lecture theatres | EF_75_80 : Protection | Pr_15_93 : Unit preparatory products | PM_10_80_37 : Geotechnical consultant
|  |  | Co_30_40_06 : Bakeries | SL_25_10_55 : Music classrooms | EF_80 : Transport functions | Pr_15_93_30 : Fill blocks | PM_10_80_85 : Sustainability consultant
|  |  | Co_30_40_08 : Breweries | SL_25_10_66 : Physics teaching laboratories | EF_80_10 : Cable transport | Pr_15_93_30_28 : Expanded polystyrene (EPS) fill blocks | PM_10_85 : Transport roles
|  |  | Co_30_40_11 : Canneries | SL_25_10_78 : Seminar rooms | EF_80_20 : Conveyors | Pr_20 : Structure and general products | PM_10_85_41 : Highways consultant
|  |  | Co_30_40_22 : Distilleries | SL_25_10_84 : Study rooms | EF_80_30 : Cranes and hoists | Pr_20_29 : Fastener products | PM_10_85_76 : Rail engineer
|  |  | Co_30_40_30 : Fish processing complexes | SL_25_20 : Design spaces | EF_80_50 : Lifts | Pr_20_29_03 : Anchors and components | PM_10_85_77 : Road engineer
|  |  | Co_30_40_40 : Horticultural processing complexes | SL_25_20_04 : Artists' studios | EF_80_70 : Rail tracks | Pr_20_29_03_04 : Anchor blocks | PM_10_85_87 : Traffic appraisal, modelling and economics (TAME) consultant
|  |  | Co_30_40_55 : Mills | SL_25_20_18 : Creative art studios |  | Pr_20_29_03_05 : Anchor rails | PM_10_85_93 : Traffic consultant
|  |  | Co_30_40_60 : Livestock processing complexes | SL_25_20_23 : Designers' studios |  | Pr_20_29_03_10 : Carbon steel anchor plates | PM_10_85_94 : Transportation planner
|  |  | Co_30_40_90 : Timber processing complexes | SL_25_30 : Scientific and laboratory spaces |  | Pr_20_29_03_11 : Carbon steel chemical anchor rods | PM_10_90 : Specialist roles
|  |  | Co_30_40_96 : Wineries | SL_25_30_02 : Anechoic chambers |  | Pr_20_29_03_12 : Carbon steel chemical anchor sockets | PM_10_90_01 : Access consultant
|  |  | Co_30_50 : Manufacturing complexes | SL_25_30_04 : Astronomical observatories |  | Pr_20_29_03_13 : Carbon steel post base plates | PM_10_90_11 : Catering consultant
|  |  | Co_30_50_37 : Heavy manufacturing complexes | SL_25_30_05 : Autoclave rooms |  | Pr_20_29_03_14 : Carbon steel post spikes | PM_10_90_29 : Energy consultant
|  |  | Co_30_50_41 : Industrial parks | SL_25_30_07 : Biological laboratories |  | Pr_20_29_03_15 : Cavity anchors | PM_10_90_76 : Security consultant
|  |  | Co_30_50_47 : Light manufacturing complexes | SL_25_30_10 : Bioscience laboratories |  | Pr_20_29_03_16 : Chemical anchor capsules | PM_10_95 : Support roles
|  |  | Co_30_50_77 : Ship and boat building yards | SL_25_30_13 : Chemistry laboratories |  | Pr_20_29_03_17 : Chemical anchor cartridges | PM_10_95_39 : Health and safety adviser
|  |  | Co_30_60 : Cleaning and maintenance complexes | SL_25_30_14 : Clean rooms |  | Pr_20_29_03_18 : Chemical anchors | PM_10_95_40 : Health and safety consultant
|  |  | Co_30_60_15 : Commercial laundries | SL_25_30_15 : Clinical biochemistry laboratories |  | Pr_20_29_03_28 : Expansion anchors | PM_10_95_43 : Insurance consultant
|  |  | Co_30_60_94 : Vehicle cleaning complexes | SL_25_30_16 : Clinical microbiology laboratories |  | Pr_20_29_03_31 : Framing anchors | PM_10_95_47 : Lawyer
|  |  | Co_30_80 : Mechanical power generation complexes | SL_25_30_17 : Clinical pathology laboratories |  | Pr_20_29_03_32 : Framing fasteners | PM_10_95_50 : Management consultant
|  |  | Co_30_80_10 : Kinetic power generation complexes | SL_25_30_19 : Containment laboratories |  | Pr_20_29_03_33 : Ground anchor heads | PM_10_95_51 : Maintenance provider
|  |  | Co_30_85 : Marine and water maintenance complexes | SL_25_30_21 : Dark rooms |  | Pr_20_29_03_34 : Ground plate anchors | PM_10_95_66 : Procurement consultant
|  |  | Co_30_90 : Warehousing and distribution complexes | SL_25_30_22 : Dental laboratories |  | Pr_20_29_03_35 : Grouted ground anchors | PM_20 : Site and environmental information
|  |  | Co_32 : Water and land management complexes | SL_25_30_23 : Dissection rooms |  | Pr_20_29_03_36 : Hammer-in fasteners | PM_20_10 : Site investigation information
|  |  | Co_32_10 : Agricultural and horticultural complexes | SL_25_30_26 : Earth sciences laboratories |  | Pr_20_29_03_44 : J-pins | PM_20_10_15 : Condition survey report
|  |  | Co_32_10_02 : Arable farms | SL_25_30_27 : Engineering laboratories |  | Pr_20_29_03_47 : Lifting anchors | PM_20_10_22 : Dimensional information
|  |  | Co_32_10_15 : Crofts | SL_25_30_28 : Experiment control rooms |  | Pr_20_29_03_48 : Lifting hoops | PM_20_10_38 : Hydraulics information
|  |  | Co_32_10_28 : Fish farms | SL_25_30_29 : Flow cytometry rooms |  | Pr_20_29_03_66 : Prestressing anchors | PM_20_10_39 : Hydrology information
|  |  | Co_32_10_39 : Horticultural nursery | SL_25_30_30 : Food testing laboratories |  | Pr_20_29_03_72 : Rock bolts | PM_20_10_47 : Land Registry search
|  |  | Co_32_10_46 : Livestock farms | SL_25_30_31 : Forensics laboratories |  | Pr_20_29_03_73 : Rock dowels | PM_20_10_48 : Laser scan report
|  |  | Co_32_10_50 : Managed forests | SL_25_30_32 : Forensic scientific support rooms |  | Pr_20_29_03_77 : Socket anchors | PM_20_10_50 : Light detection and ranging (LIDAR) report
|  |  | Co_32_10_58 : Orchards | SL_25_30_33 : Geology laboratories |  | Pr_20_29_03_78 : Solar module roof anchors | PM_20_10_58 : Ordnance Survey (OS) data
|  |  | Co_32_10_94 : Vineyards | SL_25_30_42 : Instrument rooms |  | Pr_20_29_03_79 : Split rings | PM_20_10_80 : Site boundary report
|  |  | Co_32_20 : Designated areas | SL_25_30_46 : Laboratory cold rooms |  | Pr_20_29_03_80 : Sprayed concrete anchor studs | PM_20_10_93 : Utilities survey report
|  |  | Co_32_20_04 : Areas of special architectural or historical interest | SL_25_30_47 : Laboratory warm rooms |  | Pr_20_29_03_81 : Sprayed concrete ties | PM_20_20 : Ground investigation information
|  |  | Co_32_20_17 : Commons | SL_25_30_50 : Material testing laboratories |  | Pr_20_29_03_82 : Stainless steel anchor plates | PM_20_20_02 : Archaeological report
|  |  | Co_32_20_22 : Designated archaeological sites | SL_25_30_66 : Physics laboratories |  | Pr_20_29_03_83 : Stainless steel chemical anchor rods | PM_20_20_10 : British Geological Survey (BGS) data
|  |  | Co_32_20_23 : Designated nature reserves | SL_25_30_68 : Psychology laboratories |  | Pr_20_29_03_84 : Stainless steel chemical anchor sockets | PM_20_20_17 : Contaminated land survey report
|  |  | Co_32_20_57 : National parks | SL_25_30_70 : Radiation shielded rooms |  | Pr_20_29_03_86 : Structural anchors | PM_20_20_24 : Drains survey report
|  |  | Co_32_50 : Marine ways and waterway complexes | SL_25_30_76 : Scientific equipment rooms |  | Pr_20_29_03_88 : Threaded anchors | PM_20_20_33 : Geotechnical survey report
|  |  | Co_32_50_11 : Causeways | SL_25_30_78 : Seismograph rooms |  | Pr_20_29_03_92 : Undercut anchors | PM_20_20_35 : Ground investigation report
|  |  | Co_32_50_48 : Lighthouse complexes | SL_25_30_88 : Testing rooms |  | Pr_20_29_03_97 : Wedge anchors | PM_20_20_46 : Land quality assessment
|  |  | Co_32_50_94 : Vessel berthing complexes | SL_25_50 : Exhibition spaces |  | Pr_20_29_04 : Angle fasteners | PM_20_20_89 : Topographic survey report
|  |  | Co_32_50_95 : Vessel launching complexes | SL_25_50_15 : Collection exhibition spaces |  | Pr_20_29_04_26 : Equal angles fasteners | PM_20_30 : Environmental information
|  |  | Co_32_55 : Marine and water protection complexes | SL_25_50_16 : Conservation rooms |  | Pr_20_29_04_27 : Equipment fasteners | PM_20_30_10 : Carbon calculator
|  |  | Co_32_55_20 : Coastal protection complexes | SL_25_50_21 : Diorama rooms |  | Pr_20_29_08 : Bolts and accessories | PM_20_30_12 : Carbon modelling tool
|  |  | Co_32_55_30 : Flood protection complexes | SL_25_50_26 : External galleries |  | Pr_20_29_08_04 : Anchor bolts | PM_20_30_20 : Environmental action plan
|  |  | Co_32_65 : Natural areas | SL_25_50_29 : Fauna exhibition spaces |  | Pr_20_29_08_07 : Black hexagon nuts and bolts | PM_20_30_22 : Environmental design
|  |  | Co_32_65_04 : Aquifers | SL_25_50_31 : Flora exhibition spaces |  | Pr_20_29_08_08 : Bolt boxes | PM_20_30_24 : Environmental impact assessment
|  |  | Co_32_65_15 : Cliffs | SL_25_50_42 : Internal galleries |  | Pr_20_29_08_11 : Carbon steel hexagon headed nuts and bolts | PM_20_30_26 : Environmental policy
|  |  | Co_32_65_16 : Coastal zones | SL_25_50_63 : Planetariums |  | Pr_20_29_08_12 : Carbon steel hook bolts (J-bolts) | PM_20_30_28 : Environmental survey report
|  |  | Co_32_65_22 : Deserts | SL_25_50_94 : Viewing spaces |  | Pr_20_29_08_15 : Coach (carriage) bolts and nuts | PM_20_30_30 : Flood risk assessment report
|  |  | Co_32_65_27 : Estuaries | SL_25_70 : Information spaces |  | Pr_20_29_08_26 : Elevator bolts | PM_20_30_35 : Habitat report
|  |  | Co_32_65_30 : Forests | SL_25_70_02 : Archives |  | Pr_20_29_08_27 : Eye bolts | PM_20_30_45 : Landscape plan
|  |  | Co_32_65_38 : Hills | SL_25_70_04 : Audio-visual archives |  | Pr_20_29_08_28 : Expanding bolts | PM_20_30_78 : Site waste management plan
|  |  | Co_32_65_46 : Lakes | SL_25_70_05 : Audio-visual study rooms |  | Pr_20_29_08_36 : Hanger bolts | PM_20_30_84 : Sustainability and environmental strategy
|  |  | Co_32_65_54 : Mountains | SL_25_70_13 : Conference rooms |  | Pr_20_29_08_38 : Holding down bolt assemblies | PM_20_30_85 : Sustainability appraisal
|  |  | Co_32_65_64 : Ponds | SL_25_70_47 : Library rooms |  | Pr_20_29_08_42 : Indented bolts | PM_20_30_87 : Tidal information
|  |  | Co_32_65_72 : Rivers | SL_25_70_72 : Reading rooms |  | Pr_20_29_08_46 : Lag bolts | PM_20_30_96 : Water Framework Directive (WFD) assessment
|  |  | Co_32_65_75 : Saltmarsh | SL_25_70_73 : Records stores |  | Pr_20_29_08_57 : Nylon gutter bolts | PM_20_30_98 : Weather information
|  |  | Co_32_65_79 : Seasonal wetlands | SL_25_90 : Worship spaces |  | Pr_20_29_08_66 : Preloaded bolt assemblies | PM_20_40 : Hazardous substances information
|  |  | Co_32_65_82 : Springs | SL_25_90_30 : Faith spaces |  | Pr_20_29_08_78 : Shoulder bolts | PM_20_40_06 : Asbestos report
|  |  | Co_32_65_85 : Streams, brooks and burns | SL_25_90_78 : Shrines |  | Pr_20_29_08_83 : Stainless steel gutter bolts | PM_20_40_92 : Unexploded ordnance assessment
|  |  | Co_32_65_96 : Woodlands | SL_30 : Industrial spaces |  | Pr_20_29_08_84 : Stainless steel hexagon headed nuts and bolts | PM_20_50 : Modelling and analytics
|  |  | Co_35 : Medical, health, welfare and sanitary complexes | SL_30_10 : Mineral extraction spaces |  | Pr_20_29_08_85 : Stainless steel hook bolts (J-bolts) | PM_20_50_01 : 4D programme federated model
|  |  | Co_35_10 : Medical complexes | SL_30_10_57 : Offshore oil and gas drilling spaces |  | Pr_20_29_08_92 : U-bolts | PM_20_50_02 : 5D cost federated model
|  |  | Co_35_10_02 : Air ambulance complexes | SL_30_10_59 : Onshore oil and gas drilling spaces |  | Pr_20_29_10 : Bridge suspension cable accessories | PM_20_50_03 : 6D handover sequence federated model
|  |  | Co_35_10_03 : Ambulance complexes | SL_30_10_69 : Quarrying areas |  | Pr_20_29_10_11 : Cable sleeves | PM_20_50_15 : Coastal modelling
|  |  | Co_35_10_15 : Clinical complexes | SL_30_10_85 : Surface mine workings |  | Pr_20_29_10_12 : Cable strand sockets | PM_20_50_17 : Concept analysis
|  |  | Co_35_10_37 : Hospital complexes | SL_30_10_91 : Underground mine chambers |  | Pr_20_29_10_13 : Cast steel anchorage couplers | PM_20_50_25 : Drainage modelling
|  |  | Co_35_50 : Welfare complexes | SL_30_10_93 : Underground mine shafts |  | Pr_20_29_10_14 : Cast steel cable bands | PM_20_50_27 : Federated coordination models
|  |  | Co_35_50_16 : Crèches and nurseries | SL_30_10_94 : Underground mine tunnels |  | Pr_20_29_10_15 : Cast steel saddles | PM_20_50_29 : Flood forecasting modelling
|  |  | Co_35_50_30 : Fitness and detox complexes | SL_30_30 : Mineral processing spaces |  | Pr_20_29_10_16 : Cast steel suspender sockets | PM_20_50_30 : Flood hazard data
|  |  | Co_35_50_37 : Hospices | SL_30_30_33 : Gas processing spaces |  | Pr_20_29_10_21 : Dampers | PM_20_50_35 : Fluvial flow modelling
|  |  | Co_35_50_58 : Nursing homes | SL_30_30_58 : Oil processing spaces |  | Pr_20_29_10_79 : Sleeve clamps | PM_20_50_39 : Hydrological model and calculations
|  |  | Co_35_50_69 : Quarantine stations | SL_30_30_59 : Ore processing spaces |  | Pr_20_29_14 : Clips clamps and couplers | PM_20_50_41 : Integrated catchment modelling
|  |  | Co_35_50_82 : Spa complexes | SL_30_40 : Animal and plant products processing spaces |  | Pr_20_29_14_13 : Circlips | PM_20_50_56 : National flood risk assessment (NAFRA) data
|  |  | Co_35_50_90 : Turkish baths | SL_30_40_07 : Bottling rooms |  | Pr_20_29_14_15 : Coupler connections | PM_20_50_65 : Pluvial flow modelling
|  |  | Co_35_70 : Funerary complexes | SL_30_40_10 : Butter making rooms |  | Pr_20_29_14_16 : Colour pipe clips | PM_20_50_88 : Tidal and coastal boundary data
|  |  | Co_35_70_13 : Cemeteries | SL_30_40_18 : Cheese making rooms |  | Pr_20_29_14_17 : Copper clips | PM_30 : Project design and approvals information
|  |  | Co_35_70_16 : Crematoriums | SL_30_40_30 : Fish processing rooms |  | Pr_20_29_14_22 : Deck board clips | PM_30_20 : Client requirements
|  |  | Co_35_70_32 : Funeral complexes | SL_30_40_32 : Fresh fruit and vegetable packing rooms |  | Pr_20_29_14_24 : Drainage pipe clips | PM_30_20_10 : Brief
|  |  | Co_35_85 : Animal complexes | SL_30_40_44 : Juicing rooms |  | Pr_20_29_14_30 : Fence panel clips | PM_30_20_14 : Community and tenant liaison report
|  |  | Co_35_85_02 : Animal cage complexes | SL_30_40_50 : Meat processing rooms |  | Pr_20_29_14_31 : Floor clips | PM_30_20_16 : Construction industry scheme (CIS) requirement
|  |  | Co_35_85_03 : Animal pen complexes | SL_30_40_54 : Milk processing rooms |  | Pr_20_29_14_32 : Frame cramps | PM_30_20_18 : Cost benefit analysis
|  |  | Co_35_85_04 : Aquariums | SL_30_40_63 : Plant fibre sorting rooms |  | Pr_20_29_14_33 : Glass panel fixing clips | PM_30_20_75 : Stakeholder engagement
|  |  | Co_35_85_05 : Aviaries | SL_30_40_65 : Poultry and game processing rooms |  | Pr_20_29_14_34 : Glass-to-glass clips | PM_30_20_82 : Statement of requirement
|  |  | Co_35_85_45 : Kennel complexes | SL_30_40_75 : Saw mills |  | Pr_20_29_14_35 : Glass-to-wall clips | PM_30_20_84 : Statement of security requirement
|  |  | Co_35_85_85 : Stable complexes | SL_30_40_87 : Tanneries |  | Pr_20_29_14_36 : Girder clamps | PM_30_20_86 : Sustainable development engagement plan
|  |  | Co_35_90 : Animal medical | SL_30_40_88 : Threshing rooms |  | Pr_20_29_14_45 : Lift-off panel clips | PM_30_20_90 : Technical statement of requirement (TSOR)
|  |  | Co_35_90_02 : Animal funerary complexes | SL_30_40_90 : Tobacco drying rooms |  | Pr_20_29_14_50 : Masonry cramps | PM_30_20_92 : User requirement document
|  |  | Co_35_90_03 : Animal quarantine stations | SL_30_40_98 : Wool sorting rooms |  | Pr_20_29_14_68 : Push-fit panel clips | PM_30_30 : Design documents
|  |  | Co_35_90_95 : Veterinary hospitals | SL_30_50 : Manufacturing spaces |  | Pr_20_29_14_76 : Security glazing clips | PM_30_30_02 : Acoustic design
|  |  | Co_40 : Recreational complexes | SL_30_50_27 : Electronics clean rooms |  | Pr_20_29_14_79 : Shackles | PM_30_30_04 : Assessment study report
|  |  | Co_40_05 : Amusement complexes | SL_30_50_30 : Heavy industrial spaces |  | Pr_20_29_14_82 : Stainless steel spring clips | PM_30_30_07 : Buildability statement
|  |  | Co_40_05_02 : Amphitheatres | SL_30_50_43 : Light industrial spaces |  | Pr_20_29_14_84 : Standing seam fixed clips | PM_30_30_08 : Building services design
|  |  | Co_40_05_03 : Amusement parks | SL_30_50_50 : Manufacturing workshops |  | Pr_20_29_14_85 : Standing seam sliding clips | PM_30_30_09 : Built structures design
|  |  | Co_40_05_30 : Fairground complexes | SL_30_50_60 : Packaging lines |  | Pr_20_29_14_86 : Steel clips | PM_30_30_17 : Core requirements report
|  |  | Co_40_05_63 : Pleasure piers | SL_30_50_61 : Paint spray booths |  | Pr_20_29_14_87 : Suspended ceiling clips | PM_30_30_20 : Design calculation
|  |  | Co_40_05_89 : Theme parks | SL_30_50_62 : Pharmaceuticals clean rooms |  | Pr_20_29_14_90 : Truss clips | PM_30_30_22 : Design drawing
|  |  | Co_40_35 : Historic complexes | SL_30_50_64 : Printing spaces |  | Pr_20_29_23 : Dowels and rods | PM_30_30_23 : Design philosophy statement
|  |  | Co_40_35_06 : Battle sites | SL_30_60 : Cleaning and maintenance spaces |  | Pr_20_29_23_11 : Carbon steel dowel bars | PM_30_30_24 : Design responsibility matrix
|  |  | Co_40_35_39 : Historic sites | SL_30_60_11 : Caretaker rooms |  | Pr_20_29_23_12 : Carbon steel rods | PM_30_30_25 : Developmental control plan
|  |  | Co_40_35_78 : Sites of antiquity | SL_30_60_13 : Clothes drying and airing rooms |  | Pr_20_29_23_22 : Dowel bar caps | PM_30_30_27 : Energy strategy
|  |  | Co_40_35_94 : Visible earthworks | SL_30_60_24 : Dry cleaning spaces |  | Pr_20_29_23_23 : Dowel-retaining fasteners | PM_30_30_28 : Energy target
|  |  | Co_40_60 : Performing arts complexes | SL_30_60_42 : Ironing rooms |  | Pr_20_29_23_30 : Fibre-reinforced plastics dowels | PM_30_30_29 : Equipment schedule
|  |  | Co_40_60_13 : Cinema complexes | SL_30_60_46 : Laundrettes |  | Pr_20_29_23_36 : Hardwood dowels | PM_30_30_30 : Feasibility study report
|  |  | Co_40_60_14 : Circuses | SL_30_60_75 : Service laundries |  | Pr_20_29_23_40 : Hot welding rods | PM_30_30_33 : Geotechnical earthworks design
|  |  | Co_40_60_16 : Concert hall complexes | SL_30_60_94 : Vehicle washes |  | Pr_20_29_23_50 : Masonry dowels | PM_30_30_39 : Hydraulics design
|  |  | Co_40_60_30 : Film and television studio complexes | SL_30_60_96 : Wash up spaces |  | Pr_20_29_23_52 : Metal dowels pins and rods | PM_30_30_50 : Management control plan
|  |  | Co_40_60_88 : Theatre complexes | SL_30_80 : Kinetic power generation |  | Pr_20_29_23_65 : Plastics dowel bar cap | PM_30_30_52 : Mechanical, electrical, instrumentation, controls and automation (MEICA) design
|  |  | Co_40_75 : Social recreation complexes | SL_30_80_96 : Water mill houses |  | Pr_20_29_23_80 : Softwood dowels | PM_30_30_55 : Model
|  |  | Co_40_75_17 : Country parks | SL_30_80_97 : Wind mill houses |  | Pr_20_29_23_83 : Stainless steel dowel bars | PM_30_30_64 : Photorealistic visualization model
|  |  | Co_40_75_68 : Public parks | SL_30_85 : Marine and water maintenance spaces |  | Pr_20_29_23_84 : Stainless steel rods | PM_30_30_66 : Process plant design
|  |  | Co_40_75_71 : Recreation grounds | SL_30_85_08 : Boat repair spaces |  | Pr_20_29_23_92 : U-pins | PM_30_30_71 : Sketch plan
|  |  | Co_42 : Sport and activity complexes | SL_30_85_24 : Dry docks |  | Pr_20_29_29 : Ferrules and sleeves | PM_30_30_78 : Specification
|  |  | Co_42_40 : Indoor activity complexes | SL_30_85_30 : Floating docks |  | Pr_20_29_29_23 : Dowel bar sleeves | PM_30_30_82 : Structural design
|  |  | Co_42_40_10 : Indoor athletics stadiums | SL_30_85_97 : Wet docks |  | Pr_20_29_29_29 : Ferrules | PM_30_30_87 : Technical report
|  |  | Co_42_40_40 : Indoor sports complexes | SL_30_90 : Warehousing and distribution spaces |  | Pr_20_29_29_62 : Plastics pile sleeves | PM_30_30_89 : Technical standard
|  |  | Co_42_50 : Outdoor activity complexes | SL_30_90_33 : Goods delivery bays |  | Pr_20_29_29_66 : Pre-stressed reinforcement cable conduits | PM_30_50 : Approvals
|  |  | Co_42_50_10 : Outdoor athletics stadiums | SL_30_90_48 : Loading docks |  | Pr_20_29_29_84 : Spacer sleeves | PM_30_50_03 : Approvals and assurance plan
|  |  | Co_42_50_30 : Golf courses | SL_30_90_80 : Sorting and distribution spaces |  | Pr_20_29_29_96 : Wire-crimp ferrules | PM_30_50_14 : Consent
|  |  | Co_42_50_60 : Outdoor sports complexes | SL_30_90_84 : Storage yards |  | Pr_20_29_30 : Fixing lugs | PM_30_50_16 : Contribution agreement
|  |  | Co_42_50_70 : Race horse gallops | SL_30_90_96 : Warehouse spaces |  | Pr_20_29_30_11 : Cable fixing lugs | PM_30_50_32 : Funding profile
|  |  | Co_42_50_95 : Winter sport complexes | SL_32 : Water and land management spaces |  | Pr_20_29_30_12 : Carbon steel fixing lugs | PM_30_50_41 : Internal approval
|  |  | Co_42_85 : Swimming complexes | SL_32_10 : Agricultural and horticultural spaces |  | Pr_20_29_30_24 : Door fixing lugs | PM_30_50_46 : Land drainage consent
|  |  | Co_42_85_40 : Indoor swimming pool complexes | SL_32_10_03 : Arable fields |  | Pr_20_29_30_31 : Furniture floor fixing lugs | PM_30_50_47 : Land owner agreement
|  |  | Co_42_85_60 : Outdoor swimming pool complexes | SL_32_10_26 : Farm yards |  | Pr_20_29_30_32 : Furniture wall fixing lugs | PM_30_50_49 : Letter of authority
|  |  | Co_42_85_96 : Water parks | SL_32_10_28 : Fisheries |  | Pr_20_29_30_96 : Window fixing lugs | PM_30_50_51 : Listed building requirement
|  |  | Co_45 : Residential complexes | SL_32_10_30 : Fish farm tanks |  | Pr_20_29_31 : Flat and folded plate fasteners | PM_30_50_60 : Partnership agreement
|  |  | Co_45_10 : Living complexes | SL_32_10_34 : Glasshouse spaces |  | Pr_20_29_31_08 : Bolted joint connectors | PM_30_50_64 : Planning consent
|  |  | Co_45_10_11 : Camp sites | SL_32_10_39 : Hothouse spaces |  | Pr_20_29_31_12 : Carbon steel nailing plates | PM_30_50_65 : Planning permission
|  |  | Co_45_10_12 : Caravan parks | SL_32_10_47 : Livestock fields |  | Pr_20_29_31_13 : Carbon steel punched metal plate fasteners | PM_30_50_67 : Project board agreement
|  |  | Co_45_10_15 : Convents and monasteries | SL_32_10_52 : Milking parlours |  | Pr_20_29_31_44 : Joist hangers | PM_30_50_85 : Statutory consent
|  |  | Co_45_10_27 : Emergency camps | SL_32_10_55 : Mushroom cultivation spaces |  | Pr_20_29_31_52 : Mortise and tenon joint oak pegs | PM_30_60 : Project information management
|  |  | Co_45_10_35 : Halls of residence | SL_32_10_60 : Paddocks |  | Pr_20_29_31_84 : Stainless steel nailing plates | PM_30_60_07 : Benefits realization plan
|  |  | Co_45_10_36 : High-rise residential complexes | SL_32_10_65 : Poly tunnel spaces |  | Pr_20_29_31_85 : Stainless steel punched metal plate fasteners | PM_30_60_09 : BIM maturity assessment report
|  |  | Co_45_10_37 : Hostels | SL_32_10_66 : Poultry batteries |  | Pr_20_29_34 : Glass fixing plates brackets and anchors | PM_30_60_12 : Clash detection resolution report
|  |  | Co_45_10_38 : Hotels | SL_32_10_77 : Shearing spaces |  | Pr_20_29_34_16 : Cast brass glass fixing brackets | PM_30_60_13 : COBie federated data sheet
|  |  | Co_45_10_39 : Houses | SL_32_10_78 : Sheep dips |  | Pr_20_29_34_34 : Glass fin splice plates | PM_30_60_14 : COBie information requirement
|  |  | Co_45_10_40 : Houses in multiple occupation | SL_32_10_94 : Vineyard spaces |  | Pr_20_29_34_35 : Glass patch plates | PM_30_60_16 : COBie data sheet
|  |  | Co_45_10_41 : Housing estates | SL_32_50 : Marine ways and water way spaces |  | Pr_20_29_34_85 : Stainless steel glass block panel anchors | PM_30_60_18 : Communications plan
|  |  | Co_45_10_51 : Military camps | SL_32_50_06 : Beach ramp |  | Pr_20_29_34_86 : Stainless steel point connectors | PM_30_60_19 : Construction risk review
|  |  | Co_45_10_54 : Motels | SL_32_50_46 : Landing stages |  | Pr_20_29_56 : Nails | PM_30_60_21 : Curriculum vitae (CV)
|  |  | Co_45_10_72 : Religious retreats | SL_32_50_47 : Lifeboat vessel storage and launch spaces |  | Pr_20_29_56_02 : Aluminium nails | PM_30_60_23 : Description terminology
|  |  | Co_45_10_78 : Sheltered housing | SL_32_50_79 : Slipways |  | Pr_20_29_56_03 : Annular nails | PM_30_60_27 : Employer's information requirement
|  |  | Co_45_10_98 : Youth group camps | SL_32_60 : Marine and water side spaces |  | Pr_20_29_56_11 : Carbon steel nails | PM_30_60_29 : Fall back plan
|  |  | Co_50 : Waste disposal complexes | SL_32_60_06 : Beaches |  | Pr_20_29_56_12 : Carbon steel wire nails | PM_30_60_34 : Graphical information
|  |  | Co_50_20 : Wet waste collection and distribution complexes | SL_32_60_55 : Mudflats |  | Pr_20_29_56_14 : Clout head nails | PM_30_60_41 : Information delivery plan
|  |  | Co_50_20_10 : Wastewater collection complexes | SL_32_60_75 : Saltmarsh |  | Pr_20_29_56_15 : Copper nails | PM_30_60_47 : Learning from experience (LFE) record
|  |  | Co_50_20_20 : Wastewater collection networks | SL_32_60_76 : Sand dunes |  | Pr_20_29_56_16 : Corrugated fasteners | PM_30_60_50 : Master information delivery plan
|  |  | Co_50_20_60 : Drainage collection networks | SL_32_65 : Natural spaces |  | Pr_20_29_56_19 : Cut clasp nails | PM_30_60_53 : Model production and delivery table
|  |  | Co_50_40 : Dry waste collection and distribution complexes | SL_32_65_37 : Heathlands |  | Pr_20_29_56_20 : Cut floor brads | PM_30_60_60 : Parametric information
|  |  | Co_50_40_10 : Dry waste collection complexes | SL_32_65_50 : Marsh and wet grasslands |  | Pr_20_29_56_36 : Hardboard nails | PM_30_60_64 : Pre-BIM execution plan
|  |  | Co_50_40_50 : Dry waste distribution complexes | SL_32_65_51 : Meadows |  | Pr_20_29_56_48 : Lost head (round) nails | PM_30_60_65 : Post-BIM execution plan
|  |  | Co_50_60 : Wet waste treatment and disposal complexes | SL_32_65_53 : Moorlands |  | Pr_20_29_56_50 : Masonry nails | PM_30_60_70 : Risk schedule
|  |  | Co_50_60_40 : Wastewater treatment complexes | SL_32_65_59 : Open grassland |  | Pr_20_29_56_59 : Oval wire nails | PM_30_60_71 : Risk adjusted schedule
|  |  | Co_50_60_80 : Drainage disposal networks | SL_32_65_71 : River bed |  | Pr_20_29_56_60 : Panel pins | PM_30_60_72 : Risk and opportunities management plan
|  |  | Co_50_80 : Dry waste treatment and disposal complexes | SL_32_65_73 : Rock and screes |  | Pr_20_29_56_65 : Power driven nails | PM_30_60_85 : Stakeholder management plan
|  |  | Co_50_80_40 : Dry waste treatment complexes | SL_32_65_76 : Scrub |  | Pr_20_29_56_78 : Shot-fire nails | PM_30_60_87 : Task information delivery plan
|  |  | Co_50_80_70 : Dry waste disposal complexes | SL_32_65_78 : Seasonal wetlands |  | Pr_20_29_56_82 : Sprigs | PM_30_60_89 : Through life management plan (TLMP)
|  |  | Co_50_90 : Radioactive waste disposal complexes | SL_32_65_82 : Species rich grassland |  | Pr_20_29_56_83 : Spring-head roofing nails | PM_40 : Financial and commercial information
|  |  | Co_55 : Piped supply complexes | SL_32_65_95 : Washland |  | Pr_20_29_56_84 : Square twisted nails | PM_40_30 : Economic viability
|  |  | Co_55_05 : Gas extraction and treatment complexes | SL_32_80 : Semi-natural spaces |  | Pr_20_29_56_85 : Stainless steel nails | PM_40_30_07 : Cost benefit analysis
|  |  | Co_55_05_30 : Gas extraction complexes | SL_32_80_03 : Amenity grass area |  | Pr_20_29_56_86 : Staples | PM_40_30_10 : Business case
|  |  | Co_55_05_70 : Gas treatment complexes | SL_32_80_08 : Brownfield sites |  | Pr_20_29_56_87 : Tacks | PM_40_30_12 : Commercial compliance report
|  |  | Co_55_10 : Liquid fuel extraction and treatment complexes | SL_32_80_23 : Disused mineral extraction sites |  | Pr_20_29_56_93 : Upholstery nails | PM_40_30_14 : Commercial plan
|  |  | Co_55_10_40 : Oil extraction complexes | SL_32_80_50 : Mowing strips |  | Pr_20_29_57 : Nuts | PM_40_30_16 : Commercial strategy
|  |  | Co_55_10_80 : Oil treatment complexes | SL_32_80_89 : Transport corridor verges |  | Pr_20_29_57_01 : Acorn nuts | PM_40_30_18 : Cost models and indicative costing
|  |  | Co_55_15 : Water extraction and treatment complexes | SL_35 : Medical, health, welfare and sanitary spaces |  | Pr_20_29_57_02 : Aerotite nuts | PM_40_30_26 : Earned value management reporting
|  |  | Co_55_15_10 : Water extraction complexes | SL_35_10 : Medical spaces |  | Pr_20_29_57_11 : Cage nuts | PM_40_30_28 : Financial damage assessment
|  |  | Co_55_15_50 : Water treatment complexes | SL_35_10_08 : Birthing rooms |  | Pr_20_29_57_12 : Captive nuts | PM_40_30_29 : Financial strategy
|  |  | Co_55_20 : Gas supply complexes | SL_35_10_10 : Burns units |  | Pr_20_29_57_13 : Castle nuts | PM_40_30_30 : Funding
|  |  | Co_55_20_50 : Gas distribution complexes | SL_35_10_15 : Consulting rooms |  | Pr_20_29_57_23 : Dome (cap) nuts | PM_40_30_40 : Initial planning estimate
|  |  | Co_55_20_60 : Gas distribution networks | SL_35_10_30 : First aid posts |  | Pr_20_29_57_30 : Flange nuts | PM_40_30_60 : Partnership funding report
|  |  | Co_55_50 : Liquid fuel supply complexes | SL_35_10_31 : First aid rooms |  | Pr_20_29_57_36 : Half nuts | PM_40_30_64 : Preliminary business case
|  |  | Co_55_50_10 : Liquid fuel distribution complexes | SL_35_10_36 : Hearing test rooms |  | Pr_20_29_57_37 : Heavy hex nuts | PM_40_30_66 : Pre-tender estimate
|  |  | Co_55_50_50 : Liquid fuel distribution networks | SL_35_10_39 : Hydrotherapy pools |  | Pr_20_29_57_38 : Hex nuts | PM_40_30_96 : Whole life costing
|  |  | Co_55_70 : Water supply complexes | SL_35_10_42 : Intensive care units |  | Pr_20_29_57_44 : Jam nuts | PM_40_50 : Procurement and tendering process
|  |  | Co_55_70_20 : Water distribution complexes | SL_35_10_43 : Isolation units |  | Pr_20_29_57_45 : K-lock nuts | PM_40_50_00 : Procurement strategy
|  |  | Co_55_70_60 : Water distribution networks | SL_35_10_51 : Medical scanning and x-ray rooms |  | Pr_20_29_57_50 : Manifold nuts | PM_40_50_03 : Tenderer acceptance criteria
|  |  | Co_60 : Heating, cooling and refrigeration complexes | SL_35_10_53 : Medical treatment spaces |  | Pr_20_29_57_56 : Nylon-insert jam nuts | PM_40_50_05 : Tender enquiry
|  |  | Co_60_10 : Heating complexes | SL_35_10_58 : Occupational therapy rooms |  | Pr_20_29_57_57 : Nylon-insert lock nuts | PM_40_50_10 : Invitation to tender
|  |  | Co_60_10_10 : District heating complexes | SL_35_10_59 : Operating theatres |  | Pr_20_29_57_66 : Prevailing torque lock nuts | PM_40_50_15 : Tender document
|  |  | Co_60_40 : Cooling complexes | SL_35_10_64 : Pharmaceutical dispensaries |  | Pr_20_29_57_76 : Serrated flange nuts | PM_40_50_17 : Private-sector participation (PSP) tender
|  |  | Co_60_40_10 : District cooling complexes | SL_35_10_65 : Phototherapy spaces |  | Pr_20_29_57_80 : Slotted nuts | PM_40_50_20 : Tender instruction
|  |  | Co_65 : Ventilation and air conditioning complexes | SL_35_10_66 : Physiotherapy rooms |  | Pr_20_29_57_83 : Square nuts | PM_40_50_30 : Advance procurement
|  |  | Co_70 : Electrical power generation and distribution complexes | SL_35_10_70 : Radiography rooms |  | Pr_20_29_57_84 : Stover nuts | PM_40_50_35 : Tender clarification
|  |  | Co_70_10 : Electrical power generation complexes | SL_35_10_71 : Radiotherapy rooms |  | Pr_20_29_57_85 : Stud connector (coupling) nuts | PM_40_50_40 : Pricing
|  |  | Co_70_10_08 : Biomass power generation complexes | SL_35_10_74 : Rehabilitation rooms |  | Pr_20_29_57_88 : Tee nuts | PM_40_50_45 : Site visit
|  |  | Co_70_10_16 : Coal power generation complexes | SL_35_10_96 : Wards |  | Pr_20_29_57_96 : Wing nuts | PM_40_50_50 : Tender returns
|  |  | Co_70_10_17 : Combined heat and power generation complexes | SL_35_50 : Welfare spaces |  | Pr_20_29_60 : Packings washers and spacers | PM_40_50_55 : Tender assessment
|  |  | Co_70_10_33 : Gas power generation complexes | SL_35_50_17 : Crèches and nurseries |  | Pr_20_29_60_07 : Bituminous felt packers | PM_40_50_60 : Tender evaluation report
|  |  | Co_70_10_34 : Geothermal power generation complexes | SL_35_50_21 : Day care spaces |  | Pr_20_29_60_17 : Crinkle washers | PM_40_50_65 : Error resolution
|  |  | Co_70_10_38 : Hydroelectric power generation complexes | SL_35_50_60 : Parent and baby rooms |  | Pr_20_29_60_20 : Cup (finishing) washers | PM_40_50_70 : Post-tender negotiations
|  |  | Co_70_10_57 : Nuclear power generation complexes | SL_35_60 : Food management spaces |  | Pr_20_29_60_28 : External tooth lock (shake-proof) washers | PM_40_50_75 : Notification of tenderers
|  |  | Co_70_10_58 : Offshore wind power generation complexes | SL_35_60_16 : Cooking spaces |  | Pr_20_29_60_29 : Fender washers | PM_40_50_85 : Nominated supplier
|  |  | Co_70_10_59 : Oil-fired power generation complexes | SL_35_60_30 : Food preparation areas |  | Pr_20_29_60_30 : Fibre washers | PM_40_50_90 : Supply chain agreement
|  |  | Co_70_10_60 : Onshore wind power generation complexes | SL_35_60_56 : Kitchens |  | Pr_20_29_60_31 : Flat washers | PM_40_55 : Contracts
|  |  | Co_70_10_63 : Photovoltaic power generation complexes | SL_35_70 : Funerary spaces |  | Pr_20_29_60_32 : Formwork cover spacers | PM_40_55_15 : Contract agreement
|  |  | Co_70_10_81 : Solar reflector power generation complexes | SL_35_70_12 : Cemetery plots |  | Pr_20_29_60_34 : Grommets | PM_40_55_20 : Contract award report
|  |  | Co_70_10_88 : Tidal power generation complexes | SL_35_70_15 : Columbariums |  | Pr_20_29_60_36 : Hardwood packers | PM_40_55_30 : Facilities management contract
|  |  | Co_70_10_96 : Wave power generation complexes | SL_35_70_18 : Crematorium oven rooms |  | Pr_20_29_60_37 : Hardwood wedges | PM_40_55_60 : Private-sector participation (PSP) contract award
|  |  | Co_70_30 : Electricity distribution complexes | SL_35_70_32 : Funeral vaults |  | Pr_20_29_60_42 : Internal tooth lock (shake-proof) washers | PM_40_55_70 : Services contract
|  |  | Co_70_30_35 : High-voltage electricity substations | SL_35_70_50 : Mausoleums |  | Pr_20_29_60_58 : Ogee washers | PM_40_55_80 : Supplies contract
|  |  | Co_70_30_40 : High-voltage electricity networks | SL_35_70_90 : Tombs |  | Pr_20_29_60_59 : Open push | PM_40_55_90 : Works contract
|  |  | Co_70_30_45 : Low-voltage electricity substations | SL_35_80 : Sanitary spaces |  | Pr_20_29_60_60 : Packings | PM_40_70 : Contract cost management
|  |  | Co_70_30_50 : Low -voltage electricity networks | SL_35_80_06 : Baby changing rooms |  | Pr_20_29_60_61 : Parallel circumferential packings | PM_40_70_05 : Bill of quantities
|  |  | Co_75 : Communications, security, safety and protection complexes | SL_35_80_08 : Bathrooms |  | Pr_20_29_60_62 : Penny (dock) washers | PM_40_70_10 : Budget
|  |  | Co_75_10 : Broadcast communications complexes | SL_35_80_59 : Open shower areas |  | Pr_20_29_60_63 : Plate (square) washers | PM_40_70_12 : Cash flow forecast
|  |  | Co_75_10_10 : Broadcast communications complexes | SL_35_80_68 : Public toilets |  | Pr_20_29_60_64 : Plywood packers | PM_40_70_14 : Change management strategy
|  |  | Co_75_10_20 : Broadcast communications networks | SL_35_80_80 : Showers |  | Pr_20_29_60_65 : Polyethylene packers | PM_40_70_16 : Compensation event
|  |  | Co_75_30 : Telecommunications complexes | SL_35_80_89 : Toilets |  | Pr_20_29_60_76 : Sealing washers | PM_40_70_17 : Completion certificate
|  |  | Co_75_30_10 : Telecommunications complexes | SL_35_85 : Animal spaces |  | Pr_20_29_60_77 : Shims and folding wedges | PM_40_70_19 : Contract change to forecast
|  |  | Co_75_30_20 : Telecommunications networks | SL_35_85_00 : Animal arks |  | Pr_20_29_60_81 : Softwood packs | PM_40_70_21 : Contractor's technical query
|  |  | Co_80 : Transport complexes | SL_35_85_01 : Animal cages |  | Pr_20_29_60_82 : Softwood wedges | PM_40_70_23 : Cost estimate
|  |  | Co_80_05 : Aerospace complexes | SL_35_85_03 : Animal enclosures |  | Pr_20_29_60_84 : Sprung (split lock) washers | PM_40_70_25 : Cost forecast
|  |  | Co_80_05_02 : Airports and airfields | SL_35_85_04 : Animal exercise arenas |  | Pr_20_29_60_87 : Tapered circumferential packings | PM_40_70_27 : Cost information report
|  |  | Co_80_05_38 : Heliports | SL_35_85_05 : Aviaries |  | Pr_20_29_60_96 : Washers | PM_40_70_28 : Cost plan
|  |  | Co_80_20 : Cable transport complexes | SL_35_85_12 : Cattle byres |  | Pr_20_29_63 : Plugs | PM_40_70_30 : Early warning
|  |  | Co_80_20_02 : Aerial tramway complexes | SL_35_85_39 : Fish tanks |  | Pr_20_29_63_50 : Masonry plugs | PM_40_70_32 : Employer's assessment
|  |  | Co_80_20_10 : Cable railway complexes | SL_35_85_45 : Kennels |  | Pr_20_29_63_63 : Plastics plugs | PM_40_70_35 : Fee notes
|  |  | Co_80_20_13 : Chairlift way complexes | SL_35_85_62 : Pens |  | Pr_20_29_63_84 : Studded cavity drainage membrane plugs | PM_40_70_37 : Financial report
|  |  | Co_80_20_32 : Funicular railway complexes | SL_35_85_84 : Stables |  | Pr_20_29_63_85 : Surface plugs and pellets | PM_40_70_40 : Invoices
|  |  | Co_80_20_34 : Gondola lift way complexes | SL_35_85_85 : Stalls |  | Pr_20_29_70 : Rail fasteners | PM_40_70_50 : Milestone payment schedule
|  |  | Co_80_20_84 : Surface lift way complexes | SL_35_85_86 : Sties |  | Pr_20_29_70_29 : Fang spike | PM_40_70_60 : Payment application
|  |  | Co_80_20_99 : Zip line way complexes | SL_35_90 : Animal medical |  | Pr_20_29_70_31 : Fishplate | PM_40_70_62 : Payment certificate
|  |  | Co_80_35 : Highway complexes | SL_35_90_10 : Animal burial plots |  | Pr_20_29_70_70 : Rail clip fasteners | PM_40_70_64 : Prime cost item
|  |  | Co_80_35_07 : Bus maintenance depots | SL_35_90_15 : Animal clinics |  | Pr_20_29_70_71 : Rail spikes | PM_40_70_67 : Provisional item
|  |  | Co_80_35_08 : Bus parks | SL_35_90_22 : Animal dispensaries |  | Pr_20_29_70_76 : Screw spike | PM_40_70_69 : Quotes
|  |  | Co_80_35_09 : Bus/ coach stations | SL_35_90_32 : Animal funerary spaces |  | Pr_20_29_70_80 : Slabtrack | PM_40_70_90 : Timesheets
|  |  | Co_80_35_11 : Car garaging complexes | SL_35_90_34 : Animal grooming facilities |  | Pr_20_29_70_82 : Spring spike | PM_40_80 : Contract management
|  |  | Co_80_35_17 : Coach parks | SL_35_90_37 : Animal hydrotherapy pools |  | Pr_20_29_71 : Rivets | PM_40_80_27 : Evaluation criteria
|  |  | Co_80_35_35 : Highway maintenance depots | SL_35_90_59 : Animal operating theatres |  | Pr_20_29_71_08 : Blind (pop) rivets | PM_40_80_60 : Private-sector participation (PSP) financial close
|  |  | Co_80_35_55 : Multi-storey car parks | SL_35_90_72 : Animal wards |  | Pr_20_29_71_24 : Drive rivets | PM_40_80_65 : Private-sector participation (PSP) evaluation report
|  |  | Co_80_35_73 : Road freight depots | SL_40 : Recreational spaces |  | Pr_20_29_71_30 : Flush rivets | PM_40_80_70 : Request for contract action (RCA)
|  |  | Co_80_35_75 : Road network | SL_40_05 : Amusement spaces |  | Pr_20_29_71_31 : Friction | PM_50 : Construction management
|  |  | Co_80_35_85 : Surface car parks | SL_40_05_03 : Amusement arcades |  | Pr_20_29_71_59 : Oscar rivets | PM_50_20 : Construction site information
|  |  | Co_80_35_88 : Truck maintenance depots | SL_40_05_13 : Casino floors |  | Pr_20_29_71_76 : Self-pierce rivets | PM_50_20_10 : Site access plan
|  |  | Co_80_35_89 : Truck parks | SL_40_05_42 : Indoor fairground spaces |  | Pr_20_29_71_77 : Semi-tubular rivets | PM_50_20_20 : Site set-up
|  |  | Co_80_40 : Highway service and toll complexes | SL_40_05_43 : Indoor play spaces |  | Pr_20_29_71_81 : Solid rivets | PM_50_20_30 : Site description
|  |  | Co_80_40_35 : Highway service stations | SL_40_05_58 : Observation decks |  | Pr_20_29_76 : Screws | PM_50_20_40 : Site record
|  |  | Co_80_40_40 : Highway toll stations | SL_40_05_59 : Outdoor activity areas |  | Pr_20_29_76_11 : Carbon steel hexagon head screws | PM_50_20_50 : Temporary works design
|  |  | Co_80_50 : Railway complexes | SL_40_05_60 : Outdoor fairground spaces |  | Pr_20_29_76_15 : Coach screws | PM_50_20_60 : Temporary works impact
|  |  | Co_80_50_37 : High-speed rail complexes | SL_40_05_61 : Outdoor playgrounds |  | Pr_20_29_76_28 : Eye lags | PM_50_20_70 : Site branding
|  |  | Co_80_50_50 : Magnetic levitation (maglev) ways | SL_40_05_68 : Public parks and gardens |  | Pr_20_29_76_50 : Machine screws | PM_50_40 : Progress information
|  |  | Co_80_50_51 : Main line rail complexes | SL_40_20 : Dining spaces |  | Pr_20_29_76_65 : Plasterboard screws | PM_50_40_05 : Actions log
|  |  | Co_80_50_53 : Monorail complexes | SL_40_20_06 : Bars |  | Pr_20_29_76_72 : Rigging screws | PM_50_40_15 : Communications log
|  |  | Co_80_50_56 : Narrow-gauge rail complexes | SL_40_20_09 : Beverage stations |  | Pr_20_29_76_76 : Self-drilling sheet metal screws | PM_50_40_20 : Consultation strategy
|  |  | Co_80_50_59 : Overhead power light rail complexes | SL_40_20_27 : Enclosed dining areas |  | Pr_20_29_76_77 : Set screws | PM_50_40_30 : Exception report
|  |  | Co_80_50_69 : Rack rail complexes | SL_40_20_28 : Food courts |  | Pr_20_29_76_78 : Sheet metal screws | PM_50_40_35 : Highlights report
|  |  | Co_80_50_70 : Rail distribution depots | SL_40_20_59 : Outdoor dining areas |  | Pr_20_29_76_81 : Socket screws | PM_50_40_40 : Issues log
|  |  | Co_80_50_71 : Rail freight complexes | SL_40_60 : Performing arts spaces |  | Pr_20_29_76_85 : Stainless steel hexagon head screws | PM_50_40_60 : Progress report
|  |  | Co_80_50_72 : Rail marshalling complexes | SL_40_60_05 : Auditoriums |  | Pr_20_29_76_88 : Thread-cutting machine screws | PM_50_40_65 : Project plan
|  |  | Co_80_50_73 : Rail network | SL_40_60_06 : Bandstands |  | Pr_20_29_76_98 : Wood screws | PM_50_40_70 : Responsible, accountable, consulted and informed (RACI) log
|  |  | Co_80_50_74 : Railway stations | SL_40_60_11 : Cat walks |  | Pr_20_29_81 : Soil nails | PM_50_40_75 : Request for information (RFI)
|  |  | Co_80_50_75 : Rail track maintenance depots | SL_40_60_13 : Circus rings |  | Pr_20_29_81_11 : Carbon steel soil nails | PM_50_40_80 : Stage end report
|  |  | Co_80_50_76 : Road-based light rail complexes | SL_40_60_21 : Dance floors |  | Pr_20_29_81_63 : Plastics soil nails | PM_50_60 : Contract support
|  |  | Co_80_50_77 : Rolling stock depots | SL_40_60_31 : Fixed stages |  | Pr_20_29_81_84 : Stainless steel soil nails | PM_50_60_20 : Site control and protection
|  |  | Co_80_50_88 : Third-rail light rail complexes | SL_40_60_40 : Indoor theatre spaces |  | Pr_20_29_85 : Straw bale fixings | PM_50_60_40 : Insurance
|  |  | Co_80_50_93 : Underground rail complexes | SL_40_60_52 : Mobile stages |  | Pr_20_29_85_64 : Plastics sleeving | PM_50_60_50 : Site personnel records
|  |  | Co_80_50_94 : Underground railway stations | SL_40_60_55 : Music recording studios |  | Pr_20_29_85_65 : Polyester straps | PM_50_60_70 : Site records
|  |  | Co_80_70 : Marine transport complexes | SL_40_60_58 : Orchestra pits |  | Pr_20_29_87 : Thatch roofing fasteners | PM_50_60_75 : Site safety and environmental protection
|  |  | Co_80_70_06 : Barge loading terminals | SL_40_60_59 : Outdoor theatre spaces |  | Pr_20_29_87_36 : Hazel staples | PM_50_60_77 : Site security
|  |  | Co_80_70_11 : Cable ferry complexes | SL_40_60_80 : Sound shells |  | Pr_20_29_87_37 : Hazel sways | PM_50_60_80 : Site establishment
|  |  | Co_80_70_13 : Canal complexes | SL_40_60_81 : Sound stages |  | Pr_20_29_87_52 : Metal sways | PM_50_60_88 : Temporary services records
|  |  | Co_80_70_17 : Container ports | SL_40_65 : Performing arts ancillary spaces |  | Pr_20_29_87_87 : Thatching hooks | PM_50_60_90 : Temporary works records
|  |  | Co_80_70_23 : Dry bulk ports | SL_40_65_04 : Audience lobbies |  | Pr_20_29_87_96 : Willow sways | PM_50_60_95 : Completion and post completion requirements
|  |  | Co_80_70_30 : Fishing ports | SL_40_65_24 : Dressing rooms |  | Pr_20_29_88 : Tile and fabric fasteners | PM_50_80 : Contract programme
|  |  | Co_80_70_36 : Harbours | SL_40_65_35 : Green rooms |  | Pr_20_29_88_26 : Edge beading | PM_50_80_25 : Delivery risk review
|  |  | Co_80_70_46 : Lake passenger terminals | SL_40_65_47 : Lighting control booths |  | Pr_20_29_88_27 : Edge beading rails | PM_50_80_40 : Limitations on method report
|  |  | Co_80_70_47 : Liquid bulk ports | SL_40_65_55 : Music recording control booths |  | Pr_20_29_88_31 : Forked roofing connectors | PM_50_80_42 : Limitations on sequence report
|  |  | Co_80_70_50 : Marinas | SL_40_65_66 : Projection booths |  | Pr_20_29_88_37 : Hip irons | PM_50_80_44 : Limitations on timing report
|  |  | Co_80_70_70 : River ferry complexes | SL_40_65_72 : Rehearsal rooms |  | Pr_20_29_88_41 : Insulation fixing saddle clips | PM_50_80_46 : Limitations on use of site report
|  |  | Co_80_70_71 : River passenger terminals | SL_40_65_76 : Scenery control booths |  | Pr_20_29_88_42 : Insulation fixing spikes | PM_50_80_50 : Progress report
|  |  | Co_80_70_72 : Roll-on roll-off ports | SL_40_65_79 : Sound control booths |  | Pr_20_29_88_43 : Insulation fixing straps | PM_50_80_60 : Programme
|  |  | Co_80_70_77 : Sea cruise ports | SL_40_65_80 : Sound locks |  | Pr_20_29_88_59 : Overlay fasteners | PM_50_80_90 : Handover strategy
|  |  | Co_80_70_78 : Sea ferry ports | SL_40_65_85 : Stage wings |  | Pr_20_29_88_70 : Roofing belts | PM_50_90 : Contract quality standards
|  |  | Co_80_90 : Transport interchange complexes | SL_42 : Sport and activity spaces |  | Pr_20_29_88_71 : Roofing clamps | PM_50_90_40 : Site inspection report
|  |  | Co_90 : Circulation and storage complexes | SL_42_15 : Courts, pitches and field sports spaces |  | Pr_20_29_88_72 : Roofing clamping plates | PM_50_90_70 : Quality control and management report
|  |  | Co_90_50 : Storage complexes | SL_42_15_37 : High jump areas |  | Pr_20_29_88_73 : Roofing corner plates | PM_50_90_80 : Testing report
|  |  | Co_90_50_03 : Ambient food storage | SL_42_15_42 : Indoor sports courts and pitches |  | Pr_20_29_88_74 : Roofing straps | PM_50_90_90 : Commissioning report
|  |  | Co_90_50_04 : Arms storage complexes | SL_42_15_44 : Javelin throwing areas |  | Pr_20_29_88_75 : Roofing swags | PM_60 : Management of activities
|  |  | Co_90_50_15 : Cold storage | SL_42_15_47 : Long jump track and pits |  | Pr_20_29_97 : Welding joint fillers | PM_60_10 : Project generally
|  |  | Co_90_50_16 : Complexes for the storage of human remains | SL_42_15_59 : Outdoor sports courts |  | Pr_20_29_97_09 : Brazing joint fillers | PM_60_10_15 : Contacts list
|  |  | Co_90_50_24 : Dry waste storage complexes | SL_42_15_60 : Outdoor sports pitches and fields |  | Pr_20_29_97_26 : Electric welding joint fillers | PM_60_10_25 : Emergency contacts list
|  |  | Co_90_50_34 : Gas storage complexes | SL_42_15_65 : Pole vaulting area |  | Pr_20_29_97_33 : Gas welding joint fillers | PM_60_10_60 : Project description
|  |  | Co_90_50_45 : Liquid fuel storage complexes | SL_42_15_78 : Shot put areas |  | Pr_20_29_97_81 : Soldering joint fillers | PM_60_10_80 : Surrounding land and building uses report
|  |  | Co_90_50_51 : Military arsenals | SL_42_40 : Indoor activity spaces |  | Pr_20_31 : Formless structure and general products | PM_60_20 : Project requirements
|  |  | Co_90_50_52 : Mineral storage complexes | SL_42_40_09 : Bouldering spaces |  | Pr_20_31_01 : Additives | PM_60_20_10 : Preparatory work
|  |  | Co_90_50_71 : Refrigerated food storage | SL_42_40_14 : Climbing wall areas |  | Pr_20_31_01_11 : Carbon steel fibres | PM_60_20_20 : Preconstruction information
|  |  | Co_90_50_77 : Secure storage | SL_42_40_20 : Cycle tracks |  | Pr_20_31_01_32 : Glass fibres | PM_60_20_40 : Works by local authority
|  |  | Co_90_50_78 : Self storage | SL_42_40_30 : Fitness rooms |  | Pr_20_31_01_39 : Hydraulic road binder | PM_60_20_50 : Work by statutory undertakers
|  |  | Co_90_50_80 : Solid fuel storage complexes | SL_42_40_35 : Gymnasiums |  | Pr_20_31_01_85 : Stainless steel fibres | PM_60_30 : Project facilities
|  |  | Co_90_50_94 : Warehouses | SL_42_40_37 : Gymnastics areas |  | Pr_20_31_01_86 : Synthetic fibres | PM_60_30_10 : Access times
|  |  | Co_90_50_95 : Wastewater storage complexes | SL_42_40_79 : Snooker |  | Pr_20_31_02 : Adhesives and bonding compounds | PM_60_30_20 : Contract area
|  |  | Co_90_50_96 : Water storage complexes | SL_42_40_90 : Ten pin bowling alleys |  | Pr_20_31_02_02 : Acrylic anaerobic adhesives | PM_60_30_55 : Mobilization
|  |  | En_20 : Administrative, commercial and protective service entities | SL_42_55 : Outdoor activity spaces |  | Pr_20_31_02_03 : Acrylic and methacrylate adhesives | PM_60_30_80 : Site services
|  |  | En_20_10 : Legislative entities | SL_42_55_01 : Archery ranges |  | Pr_20_31_02_04 : All-purpose pastes | PM_60_30_96 : Working area
|  |  | En_20_10_45 : Governmental buildings | SL_42_55_07 : BMX cycling tracks |  | Pr_20_31_02_06 : Bio-resin adhesives | PM_60_50 : Meetings and records
|  |  | En_20_15 : Administrative office entities | SL_42_55_08 : Bowling greens |  | Pr_20_31_02_07 : Bitumen bonding compounds | PM_60_50_40 : Labour and equipment record
|  |  | En_20_15_10 : Multiple occupation office buildings | SL_42_55_17 : Cross-country cycling courses |  | Pr_20_31_02_08 : Bitumen-based bonding compounds | PM_60_50_50 : Meeting minutes
|  |  | En_20_15_70 : Single occupation office buildings | SL_42_55_18 : Cross country equestrian courses |  | Pr_20_31_02_09 : Bitumen rubber emulsion adhesives | PM_60_50_60 : Progress record
|  |  | En_20_20 : Secular representative entities | SL_42_55_19 : Cross-country rallying courses |  | Pr_20_31_02_11 : Casein adhesives | PM_60_50_75 : Site meeting agenda
|  |  | En_20_20_10 : Buildings for representatives of nation states abroad | SL_42_55_20 : Cross-country running courses |  | Pr_20_31_02_12 : Cementitious adhesives | PM_60_70 : Risk management
|  |  | En_20_20_40 : Local government buildings | SL_42_55_23 : Dog racing tracks |  | Pr_20_31_02_13 : Cementitious bonding compounds | PM_60_70_10 : Considerate Constructors scheme
|  |  | En_20_20_50 : National government buildings | SL_42_55_26 : Equestrian arenas |  | Pr_20_31_02_15 : Cold-applied bitumen bonding compounds | PM_60_70_15 : Constructing Better Health scheme
|  |  | En_20_20_70 : Regional government buildings | SL_42_55_35 : Golf fairways |  | Pr_20_31_02_18 : Cold water pastes | PM_60_70_17 : Construction phase health and safety plan
|  |  | En_20_45 : Motor vehicle maintenance and fuelling entities | SL_42_55_39 : Horse racing courses |  | Pr_20_31_02_21 : Damp-proof course joint sealer adhesives | PM_60_70_20 : Demolition hazard report
|  |  | En_20_45_50 : Motor vehicle fuelling and charging entities | SL_42_55_53 : Motor racing tracks |  | Pr_20_31_02_26 : Epoxy resin-based adhesives | PM_60_70_25 : Execution hazard report
|  |  | En_20_45_54 : Motor vehicle servicing and repair entities | SL_42_55_60 : Parkour courses |  | Pr_20_31_02_28 : Epoxy resin-based bonding compounds | PM_60_70_30 : Freight vehicle safety requirement
|  |  | En_20_50 : Commercial entities | SL_42_55_65 : Putting greens |  | Pr_20_31_02_29 : Epoxy resin ballast glue | PM_60_70_35 : Health and safety information
|  |  | En_20_50_05 : Auction buildings | SL_42_55_72 : Road running courses |  | Pr_20_31_02_33 : Gilding size | PM_60_70_40 : Health and safety statement
|  |  | En_20_50_22 : Department stores | SL_42_55_76 : Skateboarding parks |  | Pr_20_31_02_35 : Gypsum-based adhesives | PM_60_70_45 : Health and safety hazard report
|  |  | En_20_50_29 : Financial and professional services buildings | SL_42_55_82 : Speedway tracks |  | Pr_20_31_02_36 : Heavy duty pastes | PM_60_70_55 : Pre-construction information
|  |  | En_20_50_50 : Markets | SL_42_55_96 : Walking trails |  | Pr_20_31_02_37 : Hot-applied bitumen bonding compounds | PM_60_70_60 : Product hazard report
|  |  | En_20_50_55 : Motor vehicle sales entities | SL_42_80 : Sports and activity ancillary spaces |  | Pr_20_31_02_38 : High-performance ready-mixed adhesives | PM_60_80 : Completion
|  |  | En_20_50_80 : Shop units | SL_42_80_65 : Press boxes |  | Pr_20_31_02_50 : Masonry injection resin | PM_60_80_15 : Contracts closure
|  |  | En_20_50_85 : Supermarkets | SL_42_80_88 : Technical areas and dugouts |  | Pr_20_31_02_52 : Modified silane (MS) polymer adhesives | PM_60_80_20 : Defects rectification report
|  |  | En_20_50_97 : Wholesale buildings | SL_42_85 : Swimming spaces |  | Pr_20_31_02_56 : Natural rubber-based and latex adhesives | PM_60_80_30 : Final inspection report
|  |  | En_20_55 : Postal communications entities | SL_42_85_23 : Diving pools |  | Pr_20_31_02_57 : Non bitumen-based bonding compounds | PM_60_80_35 : Handover strategy
|  |  | En_20_55_65 : Post office buildings | SL_42_85_82 : Splash pools |  | Pr_20_31_02_59 : Overlap and border adhesives | PM_60_80_40 : Health and safety file
|  |  | En_20_55_80 : Sorting office buildings | SL_42_85_83 : Swimming pools |  | Pr_20_31_02_60 : Parchment size | PM_60_80_45 : List of spares and consumables
|  |  | En_20_60 : Military entities | SL_42_85_94 : Water flumes |  | Pr_20_31_02_61 : Phenolic resorcinol and formaldehyde | PM_60_80_50 : Maintenance schedules
|  |  | En_20_60_02 : Air force buildings | SL_42_85_97 : Wave pools |  | Pr_20_31_02_62 : Polyurethane (PUR) adhesives | PM_60_80_55 : Operating instruction
|  |  | En_20_60_10 : Army buildings | SL_42_85_98 : Whirlpool/ spa pools |  | Pr_20_31_02_63 : Polyurethane (PUR) ballast reinforcement | PM_60_80_60 : Plant log book
|  |  | En_20_60_56 : Navy buildings | SL_42_90 : Water activity spaces |  | Pr_20_31_02_64 : Polyurethane (PUR) based resin binders | PM_60_80_62 : Pre-handover plan
|  |  | En_20_65 : Law enforcement operational entities | SL_42_90_11 : Canoe slalom courses |  | Pr_20_31_02_65 : Polyvinyl acetate (PVAc) adhesives | PM_60_80_64 : Project completion report
|  |  | En_20_65_09 : Police buildings | SL_42_90_12 : Canoe sprint courses |  | Pr_20_31_02_66 : Polyvinyl acetate (PVAc) bonding compounds | PM_60_80_80 : Snags completion report
|  |  | En_20_70 : Judicial entities | SL_42_90_50 : Motor boat courses |  | Pr_20_31_02_71 : Resin binders | PM_60_80_85 : Tenants' handbook
|  |  | En_20_70_40 : Law court buildings | SL_42_90_73 : Rowing courses |  | Pr_20_31_02_80 : Solvent-based synthetic rubber resin adhesives | PM_60_80_90 : Training documentation
|  |  | En_20_75 : Detention entities | SL_42_90_75 : Sailing courses |  | Pr_20_31_02_81 : Solvent-free cellulose adhesives | PM_60_90 : Post project assurance
|  |  | En_20_75_10 : Detention buildings | SL_42_90_97 : Water skiing courses |  | Pr_20_31_02_82 : Solvent-free synthetic rubber resin adhesives | PM_60_90_12 : Compliance and certification document
|  |  | En_20_80 : Weapons training ranges | SL_42_90_98 : White water canoe courses |  | Pr_20_31_02_83 : Solvent welding cement | PM_60_90_20 : Design compliance review
|  |  | En_20_80_29 : Firing range buildings | SL_42_95 : Winter sports spaces |  | Pr_20_31_02_84 : Styrene butadiene rubber (SBR) bonding compounds | PM_60_90_31 : Fire safety acceptance certificate
|  |  | En_20_80_30 : Exterior firing ranges | SL_42_95_02 : Alpine skiing courses |  | Pr_20_31_02_85 : Synthetic bonding compounds | PM_60_90_33 : Gateway review
|  |  | En_20_90 : Incident support entities | SL_42_95_04 : Artificial ski slopes |  | Pr_20_31_02_94 : Vermiculite-based adhesives | PM_60_90_34 : Governance strategy
|  |  | En_20_90_10 : Fire and rescue training buildings | SL_42_95_08 : Bobsleigh courses |  | Pr_20_31_02_95 : Vinyl adhesives | PM_60_90_35 : Government soft landings requirements
|  |  | En_20_90_15 : Fire station buildings | SL_42_95_19 : Cross-country skiing courses |  | Pr_20_31_02_97 : Welding paste and solvents | PM_60_90_36 : Handover board record of acceptance for occupation
|  |  | En_25 : Cultural, educational, scientific and information entities | SL_42_95_20 : Curling rinks |  | Pr_20_31_03 : Admixtures | PM_60_90_42 : Investment appraisal
|  |  | En_25_05 : Commemoration entities | SL_42_95_32 : Freestyle skiing courses |  | Pr_20_31_03_01 : Adherence proofing concrete admixtures | PM_60_90_58 : Option analysis support paper
|  |  | En_25_05_04 : Artworks | SL_42_95_40 : Ice skating rinks |  | Pr_20_31_03_02 : Air entraining and plasticizing concrete admixtures | PM_60_90_64 : Post-project evaluation
|  |  | En_25_05_94 : Viewpoints | SL_42_95_76 : Short track speed skating tracks |  | Pr_20_31_03_03 : Air entraining and plasticizing mortar and screed admixtures | PM_60_90_66 : Project Assurance Group (PAG) sign off
|  |  | En_25_10 : Educational entities | SL_42_95_79 : Ski jumps |  | Pr_20_31_03_15 : Concrete expanding agents | PM_60_90_70 : Risk potential assessment
|  |  | En_25_10_10 : Pre-school educational buildings | SL_42_95_80 : Snowboarding courses |  | Pr_20_31_03_16 : Concrete foaming agents | PM_60_90_75 : Security policy
|  |  | En_25_10_20 : Infant educational buildings | SL_42_95_83 : Speed skating courses |  | Pr_20_31_03_17 : Corrosion inhibiting admixtures | PM_60_90_80 : Site risk assessment
|  |  | En_25_10_30 : Primary educational buildings | SL_45 : Residential spaces |  | Pr_20_31_03_31 : Frostproofing concrete admixtures | PM_60_90_85 : Site risk management
|  |  | En_25_10_40 : Secondary educational buildings | SL_45_10 : Living spaces |  | Pr_20_31_03_36 : Hardening and accelerating concrete admixtures | PM_60_90_96 : Works completion certificates
|  |  | En_25_10_50 : Pre_tertiary educational buildings | SL_45_10_06 : Balconies |  | Pr_20_31_03_38 : High range water reducing and superplasticizing concrete admixtures | PM_70 : Asset Management
|  |  | En_25_10_60 : Tertiary educational buildings | SL_45_10_08 : Bed/ studies |  | Pr_20_31_03_52 : Mid-range water reducing and super plasticizing concrete admixtures | PM_70_10 : Asset strategy, planning and management
|  |  | En_25_10_70 : Adult educational buildings | SL_45_10_09 : Bedrooms |  | Pr_20_31_03_58 : Oil proofing concrete admixtures | PM_70_10_10 : Asset register
|  |  | En_25_30 : Scientific and laboratory entities | SL_45_10_12 : Caravan pitches |  | Pr_20_31_03_64 : Polymer admixtures | PM_70_10_20 : Design life
|  |  | En_25_30_40 : Laboratory buildings | SL_45_10_14 : Communal living rooms |  | Pr_20_31_03_76 : Set-accelerating concrete admixtures | PM_70_10_55 : Maintenance requirements
|  |  | En_25_30_50 : Meteorological stations | SL_45_10_16 : Concierge offices |  | Pr_20_31_03_77 : Set-accelerating water reducing and plasticizing concrete admixtures | PM_70_10_60 : Performance analysis
|  |  | En_25_30_60 : Observatory buildings | SL_45_10_18 : Conservatories |  | Pr_20_31_03_78 : Set-retarding concrete mortar and plaster admixtures | PM_70_10_65 : Post-operational evaluation
|  |  | En_25_30_66 : Observatory antennae | SL_45_10_22 : Domestic dining rooms |  | Pr_20_31_03_79 : Set-retarding high range water reducing and superplasticizing concrete admixtures | PM_70_10_80 : Service life report
|  |  | En_25_30_70 : Research buildings | SL_45_10_23 : Domestic kitchens |  | Pr_20_31_03_80 : Set-retarding water reducing and plasticizing concrete admixtures | PM_70_20 : Space management
|  |  | En_25_30_77 : Seed banks | SL_45_10_24 : Dormitories |  | Pr_20_31_03_84 : Sprayed concrete admixtures | PM_70_20_10 : Accommodation and layout diagram
|  |  | En_25_30_90 : Triangulation pillars | SL_45_10_37 : Hotel rooms |  | Pr_20_31_03_94 : Viscosity modifying admixtures | PM_70_20_75 : Space design
|  |  | En_25_50 : Exhibition entities | SL_45_10_44 : Kitchen/ dining rooms |  | Pr_20_31_03_95 : Waterproofing concrete admixtures | PM_70_20_80 : Space planning
|  |  | En_25_50_02 : Art exhibition buildings | SL_45_10_49 : Living rooms |  | Pr_20_31_03_96 : Waterproofing mortar admixtures | PM_70_20_85 : Space standard
|  |  | En_25_50_15 : Collection exhibition buildings | SL_45_10_57 : Nursing home bedrooms |  | Pr_20_31_03_97 : Water-reducing and plasticizing concrete admixtures | PM_70_30 : Asset management costs
|  |  | En_25_50_29 : Fauna exhibition buildings | SL_45_10_60 : Panic rooms |  | Pr_20_31_03_98 : Water-retaining concrete admixtures | PM_70_30_50 : Maintenance costing
|  |  | En_25_50_30 : Fauna exhibition grounds | SL_45_10_85 : Studies |  | Pr_20_31_04 : Aggregates | PM_70_30_60 : Office services costing
|  |  | En_25_50_31 : Flora exhibition buildings | SL_45_10_88 : Tent pitches |  | Pr_20_31_04_01 : Air cooled steel slag | PM_70_30_80 : Staff costing
|  |  | En_25_50_32 : Flora exhibition grounds | SL_45_10_93 : Utility rooms |  | Pr_20_31_04_02 : All-in normal and heavyweight aggregates | PM_70_30_90 : Utilities costing
|  |  | En_25_50_54 : Multipurpose exhibition buildings | SL_45_10_94 : Verandas |  | Pr_20_31_04_04 : Armourstone coarse aggregates | PM_70_50 : Emergency procedures
|  |  | En_25_70 : Information entities | SL_50 : Waste disposal spaces |  | Pr_20_31_04_05 : Barytes aggregates | PM_70_50_20 : Disaster recovery strategy
|  |  | En_25_70_02 : Archive buildings | SL_50_10 : Gas waste collection spaces |  | Pr_20_31_04_06 : Base bed and fill all-in aggregates | PM_70_50_30 : Fire strategy
|  |  | En_25_70_13 : Conference buildings | SL_50_20 : Wet waste collection spaces |  | Pr_20_31_04_07 : Base bed and fill coarse aggregates | PM_70_50_80 : Security strategy
|  |  | En_25_70_42 : Information kiosks/ stands | SL_50_20_10 : Wet waste collection spaces |  | Pr_20_31_04_08 : Base bed and fill fine aggregates | PM_70_60 : Asset risk management
|  |  | En_25_70_47 : Library buildings | SL_50_30 : Drainage collection spaces |  | Pr_20_31_04_09 : Blinding coarse aggregates | PM_70_60_35 : Health and safety information
|  |  | En_25_90 : Worship entities | SL_50_40 : Dry waste collection spaces |  | Pr_20_31_04_10 : Blinding fine aggregates | PM_70_60_40 : Health and safety statement
|  |  | En_25_90_30 : Faith worship buildings | SL_50_50 : Gas waste treatment and disposal spaces |  | Pr_20_31_04_11 : Bonded surfacing decorative aggregates | PM_70_60_45 : Health and safety strategy
|  |  | En_30 : Industrial entities | SL_50_50_92 : Waste gas treatment spaces |  | Pr_20_31_04_13 : Coarse general aggregates
|  |  | En_30_10 : Mineral extraction entities | SL_50_60 : Wet waste treatment and disposal spaces |  | Pr_20_31_04_15 : Coarse lightweight aggregates for concrete and mortar
|  |  | En_30_10_57 : Offshore oil and gas extraction platforms | SL_50_60_94 : Waste liquids treatment spaces |  | Pr_20_31_04_16 : Coarse normal and heavyweight aggregates
|  |  | En_30_10_58 : Offshore oil and gas extraction pipelines | SL_50_70 : Drainage treatment and disposal spaces |  | Pr_20_31_04_20 : Crushed stone aggregates
|  |  | En_30_10_59 : Onshore oil and gas extraction structures | SL_50_75 : Wastewater treatment and disposal spaces |  | Pr_20_31_04_25 : Expanded clay lightweight aggregates
|  |  | En_30_10_60 : Onshore oil and gas extraction pipelines | SL_50_75_40 : Wastewater treatment spaces |  | Pr_20_31_04_26 : Expanded glass aggregates
|  |  | En_30_10_80 : Spoil heaps | SL_50_75_70 : Wastewater disposal spaces |  | Pr_20_31_04_27 : Expanded slag aggregates
|  |  | En_30_10_85 : Surface mining structures | SL_50_80 : Dry waste treatment and disposal spaces |  | Pr_20_31_04_28 : Expanded slate aggregates
|  |  | En_30_10_86 : Surface mining cuttings | SL_50_80_40 : Dry waste treatment spaces |  | Pr_20_31_04_29 : Fine aggregates
|  |  | En_30_10_90 : Underground mining structures | SL_50_80_70 : Dry waste disposal spaces |  | Pr_20_31_04_30 : Fine general aggregates
|  |  | En_30_30 : Mineral processing entities | SL_50_90 : Radioactive waste disposal spaces |  | Pr_20_31_04_31 : Fine lightweight aggregates for concrete and mortar
|  |  | En_30_30_33 : Gas processing structures | SL_55 : Piped supply spaces |  | Pr_20_31_04_32 : Fine normal and heavyweight aggregates
|  |  | En_30_30_58 : Oil processing structures | SL_55_05 : Gas extraction and treatment |  | Pr_20_31_04_35 : Granular cork aggregates
|  |  | En_30_30_59 : Ore processing structures | SL_55_05_30 : Gas extraction spaces |  | Pr_20_31_04_42 : Iron ore aggregates
|  |  | En_30_40 : Animal and plant products processing entities | SL_55_05_70 : Gas treatment spaces |  | Pr_20_31_04_44 : Jointing fine aggregates
|  |  | En_30_40_01 : Animal processing buildings | SL_55_10 : Liquid fuel extraction and treatment |  | Pr_20_31_04_46 : Laying course fine aggregates
|  |  | En_30_40_20 : Crop processing buildings | SL_55_10_10 : Oil extraction spaces |  | Pr_20_31_04_48 : Loose surfacing decorative aggregates
|  |  | En_30_40_30 : Fish processing buildings | SL_55_10_50 : Oil treatment spaces |  | Pr_20_31_04_51 : Mortar aggregates
|  |  | En_30_40_40 : Horticultural processing buildings | SL_55_15 : Water extraction and treatment spaces |  | Pr_20_31_04_52 : Mortar coarse aggregates
|  |  | En_30_40_90 : Timber processing buildings | SL_55_15_10 : Water extraction spaces |  | Pr_20_31_04_53 : Mortar fine aggregates
|  |  | En_30_50 : Manufacturing entities | SL_55_15_50 : Water treatment spaces |  | Pr_20_31_04_56 : Natural stone aggregates
|  |  | En_30_50_15 : Cranes | SL_55_20 : Gas supply spaces |  | Pr_20_31_04_57 : Natural stone dusts
|  |  | En_30_50_50 : Manufacturing buildings | SL_55_30 : Fire extinguishing supply spaces |  | Pr_20_31_04_60 : Pea gravel
|  |  | En_30_60 : Cleaning and maintenance entities | SL_55_40 : Steam supply spaces |  | Pr_20_31_04_61 : Perlite aggregates
|  |  | En_30_60_40 : Laundry buildings | SL_55_50 : Liquid fuel supply spaces |  | Pr_20_31_04_62 : Permeable laying course aggregates
|  |  | En_30_60_94 : Vehicle cleaning buildings | SL_55_60 : Process liquid supply spaces |  | Pr_20_31_04_71 : Recycled lightweight aggregates
|  |  | En_30_70 : Process entities | SL_55_65 : Ventilation and air conditioning spaces |  | Pr_20_31_04_72 : Recycled rubber granules
|  |  | En_30_70_13 : Chimney stacks | SL_55_70 : Water supply spaces |  | Pr_20_31_04_77 : Scrap iron aggregates
|  |  | En_30_70_15 : Conveyors | SL_55_90 : Piped solids supply spaces |  | Pr_20_31_04_79 : Single sized aggregates
|  |  | En_30_70_17 : Cooling towers | SL_60 : Heating, cooling and refrigeration spaces |  | Pr_20_31_04_80 : Soil amelioration aggregates
|  |  | En_30_70_33 : Gantries | SL_60_30 : Rail and paving heating spaces |  | Pr_20_31_04_85 : Surface dressing aggregates
|  |  | En_30_80 : Mechanical power generation | SL_60_40 : Space heating and cooling spaces |  | Pr_20_31_04_86 : Surface treatment fine aggregates
|  |  | En_30_80_96 : Watermills | SL_60_60 : Refrigeration spaces |  | Pr_20_31_04_94 : Vermiculite aggregates
|  |  | En_30_80_97 : Windmills | SL_60_80 : Drying spaces |  | Pr_20_31_12 : Cements and limes
|  |  | En_30_85 : Marine and water entities | SL_60_80_25 : Drying rooms |  | Pr_20_31_12_11 : Calcium aluminate cements
|  |  | En_30_85_07 : Boathouse buildings | SL_70 : Electrical power generation and lighting spaces |  | Pr_20_31_12_13 : Cement/cement replacement materials
|  |  | En_30_85_08 : Boatyard buildings | SL_70_10 : Electrical power generation |  | Pr_20_31_12_39 : Hydraulic limes
|  |  | En_30_85_24 : Dry docks | SL_70_10_91 : Turbine rooms |  | Pr_20_31_12_50 : Masonry cements
|  |  | En_30_85_80 : Shipyard buildings | SL_70_30 : Electricity distribution and transmission |  | Pr_20_31_12_57 : Non-hydraulic lime putties
|  |  | En_30_90 : Warehousing and distribution entities | SL_75 : Communications, security, safety and protection spaces |  | Pr_20_31_12_58 : Non-hydraulic limes
|  |  | En_30_90_33 : Goods warehousing buildings | SL_75_10 : Communication spaces |  | Pr_20_31_12_59 : Oyster shells
|  |  | En_30_90_35 : Goods distribution buildings | SL_75_10_23 : Digital data transmission networks |  | Pr_20_31_12_60 : Portland cements
|  |  | En_32 : Water and land management entities | SL_75_10_70 : Radio broadcast control booths |  | Pr_20_31_12_86 : Sulfate-resisting Portland cements
|  |  | En_32_10 : Agricultural and horticultural entities | SL_75_10_73 : Radio studios |  | Pr_20_31_16 : Concretes
|  |  | En_32_10_02 : Arable buildings | SL_75_10_75 : Server rooms |  | Pr_20_31_16_12 : Cement-bound granular mixtures
|  |  | En_32_10_04 : Arable land | SL_75_10_88 : Telecommunications control spaces |  | Pr_20_31_16_21 : Designated concrete
|  |  | En_32_10_20 : Coppices | SL_75_10_89 : Telephone boxes and booths |  | Pr_20_31_16_22 : Designed concrete
|  |  | En_32_10_28 : Fishing buildings | SL_75_10_90 : Telephone exchange spaces |  | Pr_20_31_16_29 : Fine bedding concretes
|  |  | En_32_10_29 : Fishing cages | SL_75_10_91 : Television broadcast control booths |  | Pr_20_31_16_30 : Fly ash bound mixtures
|  |  | En_32_10_30 : Forestry buildings | SL_75_10_93 : Television studios |  | Pr_20_31_16_31 : Foamed concrete
|  |  | En_32_10_31 : Forestry plantations | SL_75_30 : Signalling spaces |  | Pr_20_31_16_37 : High strength concrete
|  |  | En_32_10_39 : Horticultural buildings | SL_75_30_80 : Signal boxes |  | Pr_20_31_16_39 : Hydraulic road binder bound mixtures
|  |  | En_32_10_40 : Horticultural land | SL_75_40 : Electronic security spaces |  | Pr_20_31_16_66 : Pre-blended concretes
|  |  | En_32_10_46 : Livestock buildings | SL_75_40_28 : Electronic security control rooms |  | Pr_20_31_16_67 : Prescribed concrete
|  |  | En_32_10_47 : Livestock paddocks and fields | SL_75_50 : Safety and protection spaces |  | Pr_20_31_16_68 : Proprietary concretes
|  |  | En_32_10_93 : Vineyard/ winery buildings | SL_75_60 : Environmental safety |  | Pr_20_31_16_70 : Resin concretes
|  |  | En_32_10_94 : Vineyard plantations | SL_75_70 : Control and management spaces |  | Pr_20_31_16_72 : Roman concretes
|  |  | En_32_35 : Grounds | SL_75_80 : Protection spaces |  | Pr_20_31_16_76 : Self-compacting concretes
|  |  | En_32_35_33 : Gardens | SL_80 : Transport spaces |  | Pr_20_31_16_78 : Slag bound mixtures
|  |  | En_32_35_36 : Hard landscapes | SL_80_05 : Aerospace ground spaces |  | Pr_20_31_16_80 : Small-area repair concretes
|  |  | En_32_35_80 : Soft landscapes | SL_80_05_02 : Aeroplane landing strips |  | Pr_20_31_16_84 : Sprayed concretes
|  |  | En_32_40 : Land managed entities | SL_80_05_03 : Aeroplane runways |  | Pr_20_31_16_85 : Standardized prescribed concrete
|  |  | En_32_40_20 : Cuttings | SL_80_05_04 : Aircraft fuelling spaces |  | Pr_20_31_16_92 : Ultra high performance concrete
|  |  | En_32_40_26 : Embankments | SL_80_05_05 : Aircraft manoeuvring areas |  | Pr_20_31_35 : Granules and powders
|  |  | En_32_40_30 : False cuttings | SL_80_05_06 : Aircraft standing areas |  | Pr_20_31_35_11 : Carborundum
|  |  | En_32_50 : Marine and water side entities | SL_80_05_07 : Aircraft storage spaces |  | Pr_20_31_35_22 : Diatomaceous earth
|  |  | En_32_50_22 : Dock buildings | SL_80_05_33 : Gliding runways |  | Pr_20_31_35_30 : Fly ash
|  |  | En_32_50_44 : Jetties | SL_80_05_37 : Hang gliding launch spaces |  | Pr_20_31_35_33 : Granulated blast furnace slag
|  |  | En_32_50_46 : Landing stages | SL_80_05_38 : Helipads |  | Pr_20_31_35_34 : Ground granulated blast furnace slag
|  |  | En_32_50_63 : Piers | SL_80_10 : Loading and embarkation spaces |  | Pr_20_31_35_35 : Gypsum
|  |  | En_32_50_69 : Quays | SL_80_10_06 : Baggage claim areas |  | Pr_20_31_35_47 : Limestone fines
|  |  | En_32_50_98 : Wharfs | SL_80_10_07 : Baggage handling areas |  | Pr_20_31_35_50 : Marble dust
|  |  | En_32_85 : Water control and retaining entities | SL_80_10_09 : Boarding areas |  | Pr_20_31_35_51 : Metakaolin
|  |  | En_32_85_10 : Breakwaters | SL_80_10_10 : Bus stops |  | Pr_20_31_35_52 : Microsilica
|  |  | En_32_85_21 : Dams | SL_80_10_12 : Cargo handling areas |  | Pr_20_31_35_53 : Mineral pigments
|  |  | En_32_85_23 : Debris screens | SL_80_10_13 : Cargo loading areas |  | Pr_20_31_35_56 : Natural pozzolan
|  |  | En_32_85_30 : Flood prevention structures | SL_80_10_16 : Concourses |  | Pr_20_31_35_60 : Partially ground granulated blast furnace slag
|  |  | En_32_85_31 : Flumes | SL_80_10_20 : Customs control areas |  | Pr_20_31_35_62 : Plaster of Paris
|  |  | En_32_85_35 : Groynes | SL_80_10_33 : Gangways |  | Pr_20_31_35_75 : Sawdust
|  |  | En_32_85_45 : Levees | SL_80_10_55 : Passenger gates |  | Pr_20_31_35_81 : Silica fume
|  |  | En_32_85_59 : Outfall | SL_80_10_60 : Passport control offices |  | Pr_20_31_35_82 : Sintered pulverised fuel ash
|  |  | En_32_85_70 : Reservoirs | SL_80_10_77 : Security screening areas |  | Pr_20_31_35_86 : Synthetic foam granules
|  |  | En_32_85_77 : Sea dikes | SL_80_15 : Aerospace maintenance spaces |  | Pr_20_31_53 : Mortars and grouts
|  |  | En_32_85_80 : Sluices | SL_80_15_01 : Aircraft cleaning spaces |  | Pr_20_31_53_08 : Brick slip adhesive mortars
|  |  | En_32_85_82 : Spillways | SL_80_15_04 : Aircraft repair spaces |  | Pr_20_31_53_10 : Cement gauged designed mortars
|  |  | En_32_85_84 : Stilling basins | SL_80_15_06 : Airport control spaces |  | Pr_20_31_53_11 : Cement gauged prescribed mix mortars
|  |  | En_32_85_88 : Tidal barriers | SL_80_15_79 : Spacecraft cleaning spaces |  | Pr_20_31_53_12 : Cementitious and reaction resin grouts
|  |  | En_32_85_96 : Water retaining structures | SL_80_15_81 : Spacecraft preparation spaces |  | Pr_20_31_53_13 : Cementitious grouts
|  |  | En_32_85_97 : Weirs | SL_80_15_82 : Spacecraft repair spaces |  | Pr_20_31_53_14 : Cementitious tanking mortars
|  |  | En_32_85_98 : Wells | SL_80_20 : Cableways |  | Pr_20_31_53_15 : Concrete repair mortars
|  |  | En_32_95 : Waterways | SL_80_20_13 : Cableways |  | Pr_20_31_53_18 : Crystallization active slurry mortars
|  |  | En_32_95_14 : Channels | SL_80_30 : Cable transport storage and maintenance spaces |  | Pr_20_31_53_26 : Epoxy mortars
|  |  | En_32_95_16 : Complex culverts | SL_80_30_34 : Gondola repair and cleaning spaces |  | Pr_20_31_53_27 : Epoxy resin grouts
|  |  | En_32_95_23 : Ditches | SL_80_30_35 : Gondola storage spaces |  | Pr_20_31_53_28 : Epoxy resin-modified cementitious slurries
|  |  | En_32_95_59 : Open channels | SL_80_35 : Highways |  | Pr_20_31_53_30 : Fibre-reinforced polymer-modified cementitious mortars
|  |  | En_32_95_80 : Simple culverts | SL_80_35_04 : Arrestor beds |  | Pr_20_31_53_31 : Fire-resisting mortars
|  |  | En_32_95_86 : Swales | SL_80_35_08 : Bus manoeuvring areas |  | Pr_20_31_53_32 : General purpose cement:sand mortars
|  |  | En_32_95_90 : Trenches | SL_80_35_11 : Car manoeuvring areas |  | Pr_20_31_53_33 : Glass block jointing mortars
|  |  | En_35 : Medical, health, welfare and sanitary entities | SL_80_35_13 : Carraigeways |  | Pr_20_31_53_34 : Glass block pointing mortars
|  |  | En_35_10 : Medical entities | SL_80_35_16 : Central reservations |  | Pr_20_31_53_39 : Hydraulic lime mortars
|  |  | En_35_10_10 : Medical buildings | SL_80_35_18 : Crossover |  | Pr_20_31_53_40 : Injection grouts
|  |  | En_35_50 : Welfare entities | SL_80_35_19 : Cycle crossings |  | Pr_20_31_53_41 : Injection mortar damp-proof courses
|  |  | En_35_50_21 : Day welfare buildings | SL_80_35_20 : Cycle lanes |  | Pr_20_31_53_42 : Injection mortars
|  |  | En_35_50_70 : Residential welfare buildings | SL_80_35_36 : Hard shoulders |  | Pr_20_31_53_43 : Intumescent mortars
|  |  | En_35_50_94 : Visitor welfare buildings | SL_80_35_37 : Hard standing |  | Pr_20_31_53_47 : Lightweight masonry mortars
|  |  | En_35_70 : Funerary entities | SL_80_35_39 : Highway pull off |  | Pr_20_31_53_50 : Masonry grout
|  |  | En_35_70_06 : Body storage buildings | SL_80_35_40 : Highway roundabouts |  | Pr_20_31_53_52 : Metal anchor and fixings grouts
|  |  | En_35_70_10 : Burial buildings | SL_80_35_42 : Intersections |  | Pr_20_31_53_54 : Mortar repair mortar
|  |  | En_35_70_11 : Burial grounds and cemeteries | SL_80_35_44 : Junctions |  | Pr_20_31_53_60 : Paving jointing mortars
|  |  | En_35_70_30 : Funeral buildings | SL_80_35_46 : Lay-bys and passing places |  | Pr_20_31_53_61 : Paving laying course mortars
|  |  | En_35_70_60 : Medical chimney stacks | SL_80_35_57 : Non-motorized use crossings |  | Pr_20_31_53_62 : Paving unit priming slurry mortars
|  |  | En_35_80 : Sanitary entities | SL_80_35_59 : Ox-bow layby |  | Pr_20_31_53_64 : Polyester resin grouts
|  |  | En_35_80_10 : Bathing buildings | SL_80_35_62 : Pedestrian crossings |  | Pr_20_31_53_65 : Polymer-modified cementitious mortars
|  |  | En_35_80_90 : Toilet buildings | SL_80_35_64 : Pedestrian refuges and islands |  | Pr_20_31_53_66 : Polymer-modified cementitious slurries
|  |  | En_35_85 : Animal entities | SL_80_35_66 : Police ramp |  | Pr_20_31_53_71 : Resin grouts
|  |  | En_35_85_02 : Animal cage buildings | SL_80_35_70 : Railway crossings |  | Pr_20_31_53_76 : Self-hardening slurry mixes
|  |  | En_35_85_03 : Animal pen buildings | SL_80_35_71 : Refuge area |  | Pr_20_31_53_88 : Thin-layer mortars
|  |  | En_35_85_84 : Stable buildings | SL_80_35_72 : Rest area |  | Pr_20_31_53_90 : Thixotropic resin grouts
|  |  | En_35_85_85 : Stable yards | SL_80_35_77 : Side reservations |  | Pr_20_31_53_96 : Waterproof mortars
|  |  | En_35_90 : Animal medical, health, welfare and funerary entities | SL_80_35_78 : Side road carriageways |  | Pr_20_31_56 : Natural resins
|  |  | En_35_90_10 : Animal cemeteries | SL_80_35_80 : Slip road carriageways |  | Pr_20_31_56_11 : Balsam resins
|  |  | En_35_90_30 : Animal funerary buildings | SL_80_35_81 : Soft shoulders |  | Pr_20_31_56_13 : Benzoin resins
|  |  | En_35_90_50 : Animal medical buildings | SL_80_35_87 : Taxi rank |  | Pr_20_31_56_16 : Copol resins
|  |  | En_40 : Recreational entities | SL_80_35_90 : Truck manoeuvring areas |  | Pr_20_31_56_21 : Damar resins
|  |  | En_40_05 : Amusement entities | SL_80_35_94 : Vaulted spaces |  | Pr_20_31_56_46 : Lacquer resins
|  |  | En_40_05_03 : Amusement buildings | SL_80_45 : Highway storage and maintenance spaces |  | Pr_20_31_56_50 : Mastic resins
|  |  | En_40_05_13 : Casinos | SL_80_45_09 : Bus standing spaces |  | Pr_20_31_56_77 : Shellac resins
|  |  | En_40_05_42 : Indoor fairgrounds | SL_80_45_11 : Car park attendant booths |  | Pr_20_31_56_91 : Turpentine resins
|  |  | En_40_05_60 : Outdoor fairgrounds | SL_80_45_13 : Car park ramps |  | Pr_20_31_86 : Synthetic resins
|  |  | En_40_05_68 : Public amenities | SL_80_45_40 : Indoor car parking spaces |  | Pr_20_31_86_01 : Acetal resins
|  |  | En_40_20 : Dining entities | SL_80_45_59 : Outdoor car parking spaces |  | Pr_20_31_86_02 : Acrylic resins
|  |  | En_40_20_23 : Dining buildings | SL_80_45_91 : Truck standing spaces |  | Pr_20_31_86_03 : Acrylonitrile butadiene styrene (ABS) resins
|  |  | En_40_35 : Historic entities | SL_80_50 : Railways |  | Pr_20_31_86_04 : Alkyd resins
|  |  | En_40_35_10 : Buildings of historic interest | SL_80_50_50 : Marshalling yards |  | Pr_20_31_86_27 : Epoxy resins
|  |  | En_40_35_36 : Historic buildings | SL_80_50_58 : Railway overpasses |  | Pr_20_31_86_28 : Ethylene vinyl acetate (EVA) resins
|  |  | En_40_60 : Performing arts entities | SL_80_50_71 : Railway side reservations |  | Pr_20_31_86_46 : Liquid crystal polymer resins
|  |  | En_40_60_10 : Multiple performing arts buildings | SL_80_50_75 : Railway tracks |  | Pr_20_31_86_48 : Long-fibre reinforced plastics resins
|  |  | En_40_60_70 : Single performing arts buildings | SL_80_50_77 : Railway signal control spaces |  | Pr_20_31_86_51 : Melamine formaldehyde (MF) resins
|  |  | En_40_75 : Social recreation entities | SL_80_50_90 : Train stops |  | Pr_20_31_86_58 : Phenol formaldehyde (PF) resins
|  |  | En_40_75_10 : Multiple social recreation buildings | SL_80_50_92 : Railway underpasses |  | Pr_20_31_86_59 : Polyamide (PA) resins
|  |  | En_40_75_15 : Club houses | SL_80_60 : Rail maintenance spaces |  | Pr_20_31_86_60 : Polycarbonate resins
|  |  | En_40_75_70 : Single social recreation buildings | SL_80_60_11 : Carriage cleaning spaces |  | Pr_20_31_86_61 : Polyester resins
|  |  | En_40_75_94 : Visitor centres | SL_80_60_26 : Engine fuelling areas |  | Pr_20_31_86_62 : Polyethylene (PE) resins
|  |  | En_42 : Sport and activity entities | SL_80_60_27 : Engine inspection pits |  | Pr_20_31_86_63 : Polyethylene terephthalate (PET) resins
|  |  | En_42_15 : Courts, pitches and field sports entities | SL_80_60_28 : Engine servicing areas |  | Pr_20_31_86_64 : Polyphenylene sulfide resins
|  |  | En_42_15_06 : Ball courts | SL_80_60_29 : Engine wash areas |  | Pr_20_31_86_65 : Polypropylene resins
|  |  | En_42_15_81 : Sports grounds | SL_80_60_70 : Rail repair spaces |  | Pr_20_31_86_66 : Polystyrene (PS) resins
|  |  | En_42_15_82 : Sports pitches | SL_80_70 : Marine transport spaces |  | Pr_20_31_86_67 : Polyurethane (PU) resins
|  |  | En_42_40 : Indoor activity entities | SL_80_70_11 : Canal locks |  | Pr_20_31_86_68 : Polyvinyl chloride (PVC) resins
|  |  | En_42_40_80 : Sports buildings | SL_80_70_37 : Harbour locks |  | Pr_20_31_86_77 : Silicone resins
|  |  | En_42_55 : Outdoor activity entities | SL_80_90 : Transport hubs |  | Pr_20_31_86_88 : Thermoplastic elastomer (TPE) resins
|  |  | En_42_55_01 : Activity grounds | SL_80_92 : Grid systems |  | Pr_20_31_86_92 : Unsaturated polyester (UP) resins
|  |  | En_42_55_34 : Golf driving ranges | SL_80_92_34 : Geospatial grids |  | Pr_20_31_86_93 : Urea formaldehyde (UF) resins
|  |  | En_42_85 : Swimming entities | SL_80_92_37 : Horizontal alignment grids |  | Pr_20_31_86_94 : Vinyl ester resins
|  |  | En_42_85_60 : Outdoor swimming pools | SL_80_92_94 : Vertical alignment grids |  | Pr_20_65 : Prefabricated buildings and structures
|  |  | En_42_85_83 : Swimming pool buildings | SL_80_94 : Bridge and structure spaces |  | Pr_20_65_34 : Glazed structures
|  |  | En_42_90 : Water activity entities | SL_80_94_07 : Bearing shelf |  | Pr_20_65_34_34 : Glazed enclosures
|  |  | En_42_95 : Winter sports entities | SL_80_94_09 : Bridge apron |  | Pr_20_65_34_51 : Metal framed structures
|  |  | En_42_95_40 : Ice rink buildings | SL_80_94_71 : Retaining wall apron |  | Pr_20_65_34_72 : Roof lanterns
|  |  | En_42_95_80 : Ski resort buildings | SL_80_98 : Transport kinematic envelope |  | Pr_20_65_60 : Panelled and framed structures
|  |  | En_45 : Residential entities | SL_80_98_01 : Access space |  | Pr_20_65_60_15 : Concrete panelled buildings
|  |  | En_45_10 : Residential buildings | SL_80_98_09 : Bridge headroom |  | Pr_20_65_60_17 : Cross laminated timber (CLT) panelled buildings
|  |  | En_45_10_47 : Long-term residential buildings | SL_80_98_15 : Collapse radius |  | Pr_20_65_60_47 : Light gauge steel floors and roofs
|  |  | En_45_10_70 : Short term residential buildings | SL_80_98_75 : Safety clearance zones |  | Pr_20_65_60_48 : Light gauge steel frame walls
|  |  | En_45_10_90 : Temporary residential buildings | SL_80_98_85 : Swept path area |  | Pr_20_65_60_60 : Packaged components
|  |  | En_50 : Waste disposal entities | SL_80_98_90 : Tunnel headroom |  | Pr_20_65_60_84 : Structural insulated panels (SIPS)
|  |  | En_50_10 : Gas waste collection | SL_80_98_97 : Working width |  | Pr_20_65_60_88 : Timber frame floors and roofs
|  |  | En_50_20 : Wet waste collection | SL_90 : Circulation and storage spaces |  | Pr_20_65_60_89 : Timber frame panels
|  |  | En_50_30 : Drainage and wastewater collection | SL_90_10 : Circulation spaces |  | Pr_20_65_78 : Shelters
|  |  | En_50_30_25 : Drainage collection pipelines | SL_90_10_02 : Air locks |  | Pr_20_65_78_15 : Composite panelled shelters
|  |  | En_50_30_85 : Surface water collection pipelines | SL_90_10_08 : Breezeways |  | Pr_20_65_78_34 : Glazed shelters
|  |  | En_50_30_98 : Wastewater collection pipelines | SL_90_10_15 : Corridors |  | Pr_20_65_78_58 : Open sided shelters
|  |  | En_50_30_99 : Wastewater collection structures | SL_90_10_16 : Covered walkways and internal bridges |  | Pr_20_65_78_77 : Semi closed shelters
|  |  | En_50_40 : Dry waste collection and distribution | SL_90_10_24 : Drop-off and collection areas |  | Pr_20_65_78_88 : Timber framed and panelled shelters
|  |  | En_50_40_10 : Dry waste collection structures | SL_90_10_27 : Entrance halls |  | Pr_20_76 : Sectional products
|  |  | En_50_40_50 : Dry waste distribution structures | SL_90_10_28 : Escalators and travellators |  | Pr_20_76_06 : Balusters and newel posts
|  |  | En_50_50 : Gas waste storage | SL_90_10_30 : Fire stairways |  | Pr_20_76_06_03 : Aluminium balusters and newel posts
|  |  | En_50_60 : Wet waste storage, storage, treatment and disposal | SL_90_10_34 : Goods conveyors |  | Pr_20_76_06_11 : Carbon steel balusters and newel posts
|  |  | En_50_70 : Drainage storage, treatment and disposal | SL_90_10_36 : Hallways |  | Pr_20_76_06_12 : Cast iron balusters and newel posts
|  |  | En_50_75 : Wastewater storage, treatment and disposal | SL_90_10_46 : Landings |  | Pr_20_76_06_16 : Concrete balusters and newel posts
|  |  | En_50_75_15 : Wastewater entities | SL_90_10_47 : Lift cars |  | Pr_20_76_06_36 : Hardwood balusters and newel posts
|  |  | En_50_75_40 : Wastewater treatment buildings | SL_90_10_51 : Lobbies |  | Pr_20_76_06_63 : Plastics balusters and newel posts
|  |  | En_50_75_45 : Wastewater treatment entities | SL_90_10_64 : Porches |  | Pr_20_76_06_80 : Softwood balusters and newel posts
|  |  | En_50_75_70 : Wastewater disposal buildings | SL_90_10_68 : Public squares |  | Pr_20_76_06_83 : Stainless steel balusters and newel posts
|  |  | En_50_80 : Dry waste treatment and disposal | SL_90_10_71 : Retail circulation spaces |  | Pr_20_76_06_86 : Stone balusters and newel posts
|  |  | En_50_80_40 : Dry waste treatment structures | SL_90_10_77 : Shelters |  | Pr_20_76_06_88 : Timber spindles
|  |  | En_50_80_70 : Dry waste disposal structures | SL_90_10_87 : Stairways |  | Pr_20_76_08 : Bollards and impact protectors
|  |  | En_50_90 : Radioactive waste disposal entities | SL_90_10_94 : Vestibules |  | Pr_20_76_08_02 : Aluminium alloy bollards
|  |  | En_55 : Piped supply entities | SL_90_10_95 : Walkways |  | Pr_20_76_08_03 : Aluminium alloy hinged bollards
|  |  | En_55_05 : Gas extraction | SL_90_10_96 : Wheelchair circulation spaces |  | Pr_20_76_08_04 : Aluminium alloy telescopic bollards
|  |  | En_55_05_30 : Gas extraction structures | SL_90_20 : Common spaces |  | Pr_20_76_08_10 : Carbon steel bollards
|  |  | En_55_05_35 : Gas extraction vessels | SL_90_20_01 : Accident and emergency waiting rooms |  | Pr_20_76_08_11 : Carbon steel hinged bollards
|  |  | En_55_05_38 : Gas extraction pipelines | SL_90_20_04 : Audience seating areas |  | Pr_20_76_08_12 : Carbon steel rising bollards
|  |  | En_55_05_70 : Gas treatment buildings | SL_90_20_05 : Audience standing areas |  | Pr_20_76_08_13 : Carbon steel telescopic bollards
|  |  | En_55_05_75 : Gas treatment plant | SL_90_20_08 : Breakout spaces |  | Pr_20_76_08_14 : Cast iron bollards
|  |  | En_55_05_78 : Gas treatment pipelines | SL_90_20_13 : Changing rooms |  | Pr_20_76_08_15 : Collapsible metal bollards
|  |  | En_55_10 : Liquid fuel extraction and treatment | SL_90_20_15 : Corporate boxes and VIP seating |  | Pr_20_76_08_16 : Collapsible polymer bollards
|  |  | En_55_10_10 : Oil extraction structures | SL_90_20_16 : Customer service counter areas |  | Pr_20_76_08_17 : Collapsible timber bollards
|  |  | En_55_10_18 : Fuel extraction pipelines | SL_90_20_69 : Queuing areas |  | Pr_20_76_08_18 : Composite bollards
|  |  | En_55_10_50 : Fuel treatment buildings | SL_90_20_82 : Spectator seating areas |  | Pr_20_76_08_19 : Concrete bollards
|  |  | En_55_10_55 : Fuel treatment tanks | SL_90_20_83 : Spectator standing areas |  | Pr_20_76_08_20 : Cone fenders
|  |  | En_55_10_58 : Fuel treatment pipelines | SL_90_20_88 : Temporary seating areas |  | Pr_20_76_08_36 : Hardwood bollards
|  |  | En_55_15 : Water extraction and treatment | SL_90_20_89 : Ticket offices |  | Pr_20_76_08_51 : Metal bollards
|  |  | En_55_15_10 : Water extraction buildings | SL_90_20_96 : Waiting rooms |  | Pr_20_76_08_52 : Metal impact protectors
|  |  | En_55_15_15 : Water extraction tanks | SL_90_50 : Storage spaces |  | Pr_20_76_08_53 : Metal impact protectors with infill
|  |  | En_55_15_20 : Water extraction pipelines | SL_90_50_04 : Arms depots and armouries |  | Pr_20_76_08_60 : Panel fenders
|  |  | En_55_15_50 : Water treatment buildings | SL_90_50_06 : Baggage storage areas |  | Pr_20_76_08_62 : Plastics bollards
|  |  | En_55_15_55 : Water treatment tanks | SL_90_50_08 : Blood banks |  | Pr_20_76_08_63 : Plastics hinged car bollards
|  |  | En_55_20 : Gas supply entities | SL_90_50_09 : Boat storage spaces |  | Pr_20_76_08_64 : Plastics rising bollards
|  |  | En_55_20_50 : Gas distribution structures | SL_90_50_11 : Cargo storage areas |  | Pr_20_76_08_65 : Plastics telescopic bollards
|  |  | En_55_20_60 : Gas distribution pipelines | SL_90_50_12 : Car ports |  | Pr_20_76_08_66 : Polymer bollards
|  |  | En_55_30 : Fire extinguishing supply entities | SL_90_50_13 : Chemicals stores |  | Pr_20_76_08_67 : Precast concrete bollards
|  |  | En_55_40 : Steam supply entities | SL_90_50_14 : Clothes stores |  | Pr_20_76_08_71 : Retracting metal bollards
|  |  | En_55_50 : Liquid fuel supply entities | SL_90_50_15 : Cold stores |  | Pr_20_76_08_82 : Stainless steel bollards
|  |  | En_55_50_20 : Fuel distribution pipelines | SL_90_50_24 : Dry waste storage spaces |  | Pr_20_76_08_83 : Stainless steel hinged bollards
|  |  | En_55_50_45 : Liquid fuel distribution buildings | SL_90_50_25 : Dungsteads |  | Pr_20_76_08_84 : Stainless steel rising bollards
|  |  | En_55_60 : Process liquid supply entities | SL_90_50_26 : Effluent tanks |  | Pr_20_76_08_85 : Stainless steel telescopic bollards
|  |  | En_55_70 : Water supply entities | SL_90_50_27 : Equipment stores |  | Pr_20_76_08_86 : Stone bollards
|  |  | En_55_70_10 : Water distribution buildings | SL_90_50_28 : Explosives and ordnance store rooms |  | Pr_20_76_08_88 : Timber bollards
|  |  | En_55_70_18 : Water distribution pipelines | SL_90_50_30 : Feed stores |  | Pr_20_76_51 : Metal sections
|  |  | En_55_90 : Piped solids supply entities | SL_90_50_31 : Flammable chemical stores |  | Pr_20_76_51_01 : Aluminium cold drawn bars and rods
|  |  | En_60 : Heating, cooling and refrigeration entities | SL_90_50_32 : Fuel storage areas |  | Pr_20_76_51_02 : Aluminium curtain wall frame sections
|  |  | En_60_30 : Rail and paving heating entities | SL_90_50_33 : Garages |  | Pr_20_76_51_03 : Aluminium extruded bars and rods
|  |  | En_60_40 : Space heating and cooling entities | SL_90_50_34 : Gas storage spaces |  | Pr_20_76_51_04 : Aluminium extruded precision profiles
|  |  | En_60_40_10 : District heating buildings | SL_90_50_35 : General storerooms |  | Pr_20_76_51_05 : Aluminium patent glazing bars
|  |  | En_60_40_20 : District heating pipelines | SL_90_50_36 : Goods stores |  | Pr_20_76_51_07 : Aluminium structural sections
|  |  | En_60_40_50 : District cooling buildings | SL_90_50_37 : Grain stores |  | Pr_20_76_51_08 : Box sections
|  |  | En_60_40_60 : District cooling pipelines | SL_90_50_38 : Hazardous waste storage spaces |  | Pr_20_76_51_09 : Brass sections
|  |  | En_60_60 : Refrigeration entities | SL_90_50_45 : Keg stores |  | Pr_20_76_51_10 : Bronze sections
|  |  | En_60_80 : Drying entities | SL_90_50_46 : Larders and pantries |  | Pr_20_76_51_11 : Carbon steel bars
|  |  | En_65 : Ventilation and air conditioning entities | SL_90_50_47 : Left luggage stores |  | Pr_20_76_51_12 : Carbon steel beams columns channels and tees
|  |  | En_65_40 : Ventilation entities | SL_90_50_48 : Locker rooms |  | Pr_20_76_51_13 : Carbon steel channels
|  |  | En_65_80 : Air conditioning entities | SL_90_50_52 : Mineral storage spaces |  | Pr_20_76_51_14 : Carbon steel curtain wall frame sections
|  |  | En_70 : Electrical power generation and distribution entities | SL_90_50_54 : Morgues |  | Pr_20_76_51_15 : Carbon steel curved sections
|  |  | En_70_10 : Electrical power generation | SL_90_50_55 : Mortuaries |  | Pr_20_76_51_17 : Carbon steel pales
|  |  | En_70_10_10 : Electrical power generation buildings | SL_90_50_58 : Oil storage spaces |  | Pr_20_76_51_18 : Carbon steel patent glazing bars
|  |  | En_70_10_80 : Solar panel fields | SL_90_50_65 : Pharmaceutical stores |  | Pr_20_76_51_19 : Carbon steel tees
|  |  | En_70_10_90 : Wind turbines | SL_90_50_70 : Raw materials storage silos |  | Pr_20_76_51_20 : Cast iron products
|  |  | En_70_30 : Electricity distribution and transmission | SL_90_50_71 : Raw materials storage spaces |  | Pr_20_76_51_21 : Cold-formed galvanized steel sections
|  |  | En_70_30_18 : Electricity transmission pylons and lines | SL_90_50_72 : Raw materials storage tanks |  | Pr_20_76_51_22 : Cold-formed steel strip studs
|  |  | En_70_30_90 : Underground electricity transmission lines | SL_90_50_77 : Secure store rooms |  | Pr_20_76_51_23 : Copper alloy sections
|  |  | En_75 : Communications, security, safety and protection entities | SL_90_50_80 : Solid fuel storerooms |  | Pr_20_76_51_51 : Metal mullions and transoms
|  |  | En_75_10 : Communication entities | SL_90_50_84 : Storage rooms |  | Pr_20_76_51_73 : Resilient (acoustic) bars
|  |  | En_75_10_10 : Broadcast communications buildings | SL_90_50_88 : Tissue and organ stores |  | Pr_20_76_51_77 : Sheathed carbon steel patent glazing bars
|  |  | En_75_10_16 : Broadcast communications masts and towers | SL_90_50_90 : Vaults and strong rooms |  | Pr_20_76_51_81 : Stainless steel bars and rods for construction
|  |  | En_75_30 : Signalling entities | SL_90_50_93 : Walk-in wardrobes |  | Pr_20_76_51_82 : Stainless steel bars and rods for general purposes
|  |  | En_75_30_10 : Peer-to-peer communications buildings | SL_90_50_94 : Waste gas storage spaces |  | Pr_20_76_51_83 : Stainless steel sheet strip and plate for construction
|  |  | En_75_30_18 : Peer-to-peer communications networks | SL_90_50_95 : Waste liquids storage spaces |  | Pr_20_76_51_84 : Stainless steel sheet strip and plate for general purposes
|  |  | En_75_40 : Security entities | SL_90_50_96 : Waste solids storage spaces |  | Pr_20_76_51_85 : Stainless steel pales
|  |  | En_75_50 : Safety and protection entities | SL_90_50_97 : Wet waste storage spaces |  | Pr_20_76_51_98 : Wrought iron sections
|  |  | En_75_60 : Environmental safety entities | SL_90_50_98 : Wine cellars |  | Pr_20_76_52 : Metal tubes and hollow sections
|  |  | En_75_70 : Control and management entities | SL_90_60 : Unoccupied voids |  | Pr_20_76_52_01 : Aluminium cold drawn tubes
|  |  | En_75_80 : Protection entities | SL_90_60_01 : Access spaces |  | Pr_20_76_52_03 : Aluminium extruded tubes
|  |  | En_80 : Transport entities | SL_90_60_02 : Air shafts |  | Pr_20_76_52_16 : Carbon steel hot-finished hollow sections
|  |  | En_80_05 : Aerospace entities | SL_90_60_10 : Cavities |  | Pr_20_76_52_19 : Carbon steel seamless tubes
|  |  | En_80_05_01 : Air traffic control towers | SL_90_60_12 : Chimneys |  | Pr_20_76_52_20 : Carbon steel welded tubes
|  |  | En_80_05_02 : Aircraft hangars | SL_90_60_13 : Chutes |  | Pr_20_76_52_85 : Stainless steel seamless circular tubes
|  |  | En_80_05_60 : Passenger terminal buildings | SL_90_60_18 : Crawl spaces |  | Pr_20_76_52_86 : Stainless steel welded circular tubes
|  |  | En_80_20 : Cable transport entities | SL_90_60_49 : Lift pits |  | Pr_20_76_63 : Plastics sections
|  |  | En_80_20_11 : Cable car entities | SL_90_60_50 : Lift shafts |  | Pr_20_76_63_30 : Flexible foam rods
|  |  | En_80_20_12 : Cable car stations | SL_90_60_51 : Light wells |  | Pr_20_76_63_63 : Plastics mullions and transoms
|  |  | En_80_20_86 : Suspended cableways | SL_90_90 : Plant and control spaces |  | Pr_20_76_63_65 : Plastics palisades
|  |  | En_80_35 : Highways entities | SL_90_90_01 : Access floor voids |  | Pr_20_76_63_85 : Structural plastics sections
|  |  | En_80_35_01 : Access road | SL_90_90_08 : Boiler rooms |  | Pr_20_76_63_92 : Unplasticized polyvinyl chloride (PVC-U) curtain wall frame sections
|  |  | En_80_35_10 : Bus station buildings | SL_90_90_13 : Ceiling voids |  | Pr_20_76_64 : Posts and post accessories
|  |  | En_80_35_34 : Guided bus lanes | SL_90_90_15 : Control rooms |  | Pr_20_76_64_01 : Adjustable post bases
|  |  | En_80_35_44 : Junctions | SL_90_90_32 : Furnace rooms |  | Pr_20_76_64_03 : Aluminium alloy posts
|  |  | En_80_35_56 : Motorways | SL_90_90_42 : Incinerator rooms |  | Pr_20_76_64_04 : Aluminium post tops
|  |  | En_80_35_67 : Private roads | SL_90_90_48 : Lift machine rooms |  | Pr_20_76_64_10 : Carbon steel electric security fencing posts
|  |  | En_80_35_74 : Roads | SL_90_90_64 : Plant rooms |  | Pr_20_76_64_11 : Carbon steel extension arms
|  |  | En_80_35_77 : Service area buildings | SL_90_90_77 : Server rooms |  | Pr_20_76_64_12 : Carbon steel posts
|  |  | En_80_35_88 : Tollgates | SL_90_90_78 : Services shafts |  | Pr_20_76_64_13 : Carbon steel post tops
|  |  | En_80_35_89 : Tracks | SL_90_90_85 : Switch rooms |  | Pr_20_76_64_14 : Carbon steel wind posts
|  |  | En_80_40 : Pathways | SL_90_90_90 : Transformer rooms |  | Pr_20_76_64_15 : Cast iron posts
|  |  | En_80_40_08 : Bridleways | SL_90_90_96 : Wall services voids |  | Pr_20_76_64_16 : Cast iron post tops
|  |  | En_80_40_10 : Byways | unknown |  | Pr_20_76_64_17 : Cast stone or concrete posts
|  |  | En_80_40_20 : Cycle pathways |  |  | Pr_20_76_64_18 : Cast stone or concrete post tops
|  |  | En_80_40_30 : Footpaths |  |  | Pr_20_76_64_19 : Concrete extension arms
|  |  | En_80_40_37 : Hiking paths |  |  | Pr_20_76_64_20 : Concrete posts
|  |  | En_80_40_66 : Promenades |  |  | Pr_20_76_64_21 : Concrete post tops
|  |  | En_80_40_70 : Rambler ways |  |  | Pr_20_76_64_36 : Hardwood posts
|  |  | En_80_40_90 : Trails |  |  | Pr_20_76_64_37 : Hardwood post tops
|  |  | En_80_50 : Railway entities |  |  | Pr_20_76_64_51 : Metal electric security fencing posts
|  |  | En_80_50_24 : Double sided platforms |  |  | Pr_20_76_64_52 : Metal extension arms
|  |  | En_80_50_53 : Monorail entities |  |  | Pr_20_76_64_53 : Metal posts
|  |  | En_80_50_70 : Rack railways entities |  |  | Pr_20_76_64_54 : Metal post bases
|  |  | En_80_50_71 : Railway corridors and sidings |  |  | Pr_20_76_64_55 : Metal post tops
|  |  | En_80_50_74 : Railway station buildings |  |  | Pr_20_76_64_62 : Plastics posts
|  |  | En_80_50_80 : Single sided platforms |  |  | Pr_20_76_64_63 : Plastics post tops
|  |  | En_80_50_90 : Tramways |  |  | Pr_20_76_64_65 : Polymer posts
|  |  | En_80_70 : Marine transport entities |  |  | Pr_20_76_64_66 : Polymer post tops
|  |  | En_80_70_11 : Canal channels |  |  | Pr_20_76_64_77 : Softwood posts
|  |  | En_80_70_15 : Canal locks |  |  | Pr_20_76_64_78 : Softwood post tops
|  |  | En_80_90 : Transport hub entities |  |  | Pr_20_76_64_80 : Stainless steel posts
|  |  | En_80_94 : Bridges |  |  | Pr_20_76_64_81 : Stainless steel post tops
|  |  | En_80_94_30 : Fixed bridges |  |  | Pr_20_76_64_82 : Stainless steel wind posts
|  |  | En_80_94_50 : Moveable bridges |  |  | Pr_20_76_64_83 : Stand-off post bases
|  |  | En_80_96 : Tunnels and shafts |  |  | Pr_20_76_64_87 : Timber hand posts
|  |  | En_80_96_80 : Shafts |  |  | Pr_20_76_64_88 : Timber posts
|  |  | En_80_96_90 : Tunnels |  |  | Pr_20_76_64_89 : Timber post tops
|  |  | En_80_96_92 : Underpasses |  |  | Pr_20_76_64_95 : Wood hand posts
|  |  | En_90 : Circulation and storage entities |  |  | Pr_20_76_64_96 : Wood panel supports
|  |  | En_90_10 : Circulation entities |  |  | Pr_20_76_70 : Rail track and ancillaries
|  |  | En_90_10_62 : Pedestrianized areas |  |  | Pr_20_76_70_12 : Check rails
|  |  | En_90_10_77 : External service areas |  |  | Pr_20_76_70_15 : Conductor rails
|  |  | En_90_50 : Storage entities |  |  | Pr_20_76_70_18 : Crane rails
|  |  | En_90_50_02 : Agricultural storage buildings |  |  | Pr_20_76_70_22 : Derailment channel
|  |  | En_90_50_03 : Agricultural storage silos |  |  | Pr_20_76_70_34 : Grooved rails
|  |  | En_90_50_10 : Dry waste storage structures |  |  | Pr_20_76_70_69 : Rail groove drain
|  |  | En_90_50_11 : Dry waste storage yards |  |  | Pr_20_76_70_70 : Rail track tie bars
|  |  | En_90_50_50 : Manufacturing tanks and silos |  |  | Pr_20_76_70_86 : Switch and crossing rails
|  |  | En_90_50_53 : Mineral storage silos |  |  | Pr_20_76_70_90 : Transition rails
|  |  | En_90_50_55 : Motor vehicle storage entities |  |  | Pr_20_76_70_94 : Vignole rails
|  |  | En_90_50_58 : Oil and gas storage tanks |  |  | Pr_20_76_71 : Rail intersections
|  |  | En_90_50_70 : Storage buildings |  |  | Pr_20_76_71_30 : Fixed rail crossings
|  |  | En_90_50_71 : Storage yards |  |  | Pr_20_76_71_70 : Rail diamond
|  |  | En_90_50_96 : Wastewater storage structures |  |  | Pr_20_76_71_72 : Rail scissors
|  |  | En_90_90 : Plant and control entities |  |  | Pr_20_76_71_73 : Rail slips
|  |  | En_90_90_33 : Gauge house |  |  | Pr_20_76_71_74 : Rail trap
|  |  | En_90_90_68 : Pump house |  |  | Pr_20_76_71_75 : Rail turnouts
|  |  | Ac_10 : Preparation and repair |  |  | Pr_20_76_78 : Shaft structure products
|  |  | Ac_10_10 : Deconstruction and demolition |  |  | Pr_20_76_78_12 : Concrete caisson rings
|  |  | Ac_10_10_20 : Deconstruction |  |  | Pr_20_76_78_14 : Concrete shaft cover slab
|  |  | Ac_10_10_25 : Demolition |  |  | Pr_20_76_78_16 : Concrete shaft landing slab
|  |  | Ac_10_20 : Decontamination |  |  | Pr_20_76_88 : Timber sections
|  |  | Ac_10_30 : Site clearance |  |  | Pr_20_76_88_14 : Cleft chestnut pales
|  |  | Ac_10_30_10 : Bush and scrub removal |  |  | Pr_20_76_88_32 : Hardwood capping and counter fencing rails
|  |  | Ac_10_30_15 : Constructed material clearance |  |  | Pr_20_76_88_33 : Hardwood components for fencing and barriers
|  |  | Ac_10_30_80 : Soil removal |  |  | Pr_20_76_88_34 : Hardwood fencing rails
|  |  | Ac_10_30_90 : Tree removal |  |  | Pr_20_76_88_35 : Hardwood floating floor battens
|  |  | Ac_10_70 : Remediation, repair and renovation |  |  | Pr_20_76_88_36 : Hardwood gravity battens
|  |  | Ac_10_70_65 : Remediation |  |  | Pr_20_76_88_37 : Hardwood log poles
|  |  | Ac_10_70_70 : Renovation |  |  | Pr_20_76_88_41 : Hardwood partition studs
|  |  | Ac_10_70_75 : Repair |  |  | Pr_20_76_88_42 : Hardwood rafters
|  |  | Ac_10_80 : Structure moving |  |  | Pr_20_76_88_43 : Hardwood roofing and cladding battens
|  |  | Ac_15 : Survey activities |  |  | Pr_20_76_88_44 : Hardwood sections
|  |  | Ac_15_05 : Aquatic surveying |  |  | Pr_20_76_88_46 : Hardwood weatherboarding battens
|  |  | Ac_15_05_11 : Canals surveying |  |  | Pr_20_76_88_48 : Laminated strand lumber (LSL) sections
|  |  | Ac_15_05_15 : Coastal surveying |  |  | Pr_20_76_88_49 : Laminated veneer lumber (LVL) sections
|  |  | Ac_15_05_36 : Hydrology surveying |  |  | Pr_20_76_88_60 : Parallel strand lumber (PSL) sections
|  |  | Ac_15_05_46 : Lakes and ponds surveying |  |  | Pr_20_76_88_72 : Softwood capping and counter fencing rails
|  |  | Ac_15_05_70 : Reservoirs surveying |  |  | Pr_20_76_88_73 : Softwood components for fencing and barriers
|  |  | Ac_15_05_72 : Rivers and streams surveying |  |  | Pr_20_76_88_74 : Softwood fencing rails
|  |  | Ac_15_05_73 : River estuary surveying |  |  | Pr_20_76_88_75 : Softwood floating floor battens
|  |  | Ac_15_10 : Surveying methods |  |  | Pr_20_76_88_76 : Softwood gravity battens
|  |  | Ac_15_10_01 : Acoustic surveying |  |  | Pr_20_76_88_79 : Softwood pales
|  |  | Ac_15_10_14 : Closed-circuit television surveying |  |  | Pr_20_76_88_80 : Softwood partition studs
|  |  | Ac_15_10_34 : Ground penetrating radar surveying |  |  | Pr_20_76_88_81 : Softwood rafters
|  |  | Ac_15_10_70 : Radio frequency location surveying |  |  | Pr_20_76_88_82 : Softwood roofing and cladding battens
|  |  | Ac_15_10_90 : Trial holes surveying |  |  | Pr_20_76_88_83 : Softwood sections
|  |  | Ac_15_15 : Building services condition surveying |  |  | Pr_20_76_88_84 : Softwood weatherboarding battens
|  |  | Ac_15_15_08 : Boilers |  |  | Pr_20_76_88_85 : Timber beams bearers noggings walings wedges and packs
|  |  | Ac_15_15_11 : Catering equipment surveying |  |  | Pr_20_76_88_86 : Timber fencing battens
|  |  | Ac_15_15_15 : Cold water and water treatment systems surveying |  |  | Pr_20_76_88_87 : Timber partition battens
|  |  | Ac_15_15_16 : Control systems surveying |  |  | Pr_20_76_88_88 : Timber pales
|  |  | Ac_15_15_28 : Escalator and moving pavement systems surveying |  |  | Pr_20_76_88_89 : Timber mullions and transoms
|  |  | Ac_15_15_30 : Fire alarm systems surveying |  |  | Pr_20_85 : Support and restraint products
|  |  | Ac_15_15_34 : Generators system surveying |  |  | Pr_20_85_03 : Angles
|  |  | Ac_15_15_47 : Lift installation surveying |  |  | Pr_20_85_03_02 : Aluminium angles
|  |  | Ac_15_15_48 : Low voltage general power electrical installations surveying |  |  | Pr_20_85_03_11 : Carbon steel angle sections
|  |  | Ac_15_15_71 : Refrigeration systems surveying |  |  | Pr_20_85_03_50 : Masonry angle supports
|  |  | Ac_15_15_82 : Sprinkler systems survey |  |  | Pr_20_85_03_63 : Plain angle supports
|  |  | Ac_15_15_95 : Ventilation and air conditioning systems surveying |  |  | Pr_20_85_03_84 : Stainless steel angles
|  |  | Ac_15_20 : Ecological and environmental surveying |  |  | Pr_20_85_03_85 : Stainless steel cladding angles
|  |  | Ac_15_20_05 : Arboricultural surveying |  |  | Pr_20_85_06 : Bands and hoops
|  |  | Ac_15_20_08 : Bird and pest survey |  |  | Pr_20_85_06_06 : Bandings
|  |  | Ac_15_20_25 : Ecological building surveying |  |  | Pr_20_85_06_11 : Carbon steel hoops
|  |  | Ac_15_20_27 : Ecological site surveying |  |  | Pr_20_85_06_85 : Stainless steel hoops
|  |  | Ac_15_20_28 : Environmental impact assessment surveying |  |  | Pr_20_85_07 : Barrier rails
|  |  | Ac_15_20_40 : Invasive species surveying |  |  | Pr_20_85_07_02 : Aluminium alloy rails
|  |  | Ac_15_20_41 : Invasive and nuisance animal species survey |  |  | Pr_20_85_07_03 : Aluminium support rails
|  |  | Ac_15_20_46 : Landscape character assessing |  |  | Pr_20_85_07_04 : Aluminium carrier rails
|  |  | Ac_15_20_48 : Landscape visual assessing |  |  | Pr_20_85_07_10 : Carbon steel carrier rails
|  |  | Ac_15_20_58 : Ornithological surveying |  |  | Pr_20_85_07_11 : Carbon steel fencing and barrier rails
|  |  | Ac_15_20_85 : Strategic environmental assessing |  |  | Pr_20_85_07_12 : Carbon steel fencing and barrier top rails
|  |  | Ac_15_30 : Geometric surveying |  |  | Pr_20_85_07_13 : Carbon steel safety barrier open box beams
|  |  | Ac_15_30_50 : Measured and metric surveying |  |  | Pr_20_85_07_14 : Carbon steel safety barrier rectangular hollow sections
|  |  | Ac_15_30_90 : Topographic surveying |  |  | Pr_20_85_07_15 : Carbon steel safety barrier tensioned corrugated beams
|  |  | Ac_15_40 : Hazardous material surveying |  |  | Pr_20_85_07_16 : Carbon steel safety barrier transitions and connections
|  |  | Ac_15_40_05 : Asbestos surveying |  |  | Pr_20_85_07_17 : Carbon steel safety barrier un-tensioned corrugated beams
|  |  | Ac_15_40_45 : Lead paint surveying |  |  | Pr_20_85_07_18 : Carbon steel support rails
|  |  | Ac_15_40_70 : Radon and hazardous ground gases surveying |  |  | Pr_20_85_07_19 : Cast iron rails
|  |  | Ac_15_45 : Historic building and site surveying |  |  | Pr_20_85_07_20 : Concrete rails
|  |  | Ac_15_45_35 : Historic building surveying |  |  | Pr_20_85_07_63 : Plastics rails
|  |  | Ac_15_45_37 : Historic site surveying |  |  | Pr_20_85_07_65 : Protective frames
|  |  | Ac_15_50 : Building fabric surveying |  |  | Pr_20_85_07_83 : Stainless steel carrier rails
|  |  | Ac_15_50_10 : Building surveying |  |  | Pr_20_85_07_84 : Stainless steel rails
|  |  | Ac_15_50_15 : Concealed elements surveying |  |  | Pr_20_85_07_85 : Stainless steel support rails
|  |  | Ac_15_50_17 : Concrete cover surveying |  |  | Pr_20_85_07_92 : Unplasticized polyvinyl chloride (PVC-U) support rails
|  |  | Ac_15_50_20 : Damp ingress and excess moisture surveying |  |  | Pr_20_85_07_97 : Wall-mounted furniture support rails
|  |  | Ac_15_50_25 : Doors |  |  | Pr_20_85_08 : Beams and joists
|  |  | Ac_15_50_50 : Masonry surveying |  |  | Pr_20_85_08_02 : Aluminium structural beams
|  |  | Ac_15_50_52 : Metalwork surveying |  |  | Pr_20_85_08_11 : Carbon steel beams
|  |  | Ac_15_50_73 : Roof surveying |  |  | Pr_20_85_08_12 : Castellated carbon steel beams
|  |  | Ac_15_50_85 : Structural surveying |  |  | Pr_20_85_08_15 : Concrete beams
|  |  | Ac_15_50_90 : Timber surveying |  |  | Pr_20_85_08_17 : Cross laminated timber
|  |  | Ac_15_55 : Performance surveying |  |  | Pr_20_85_08_33 : Glued laminated timber
|  |  | Ac_15_55_02 : Access auditing |  |  | Pr_20_85_08_36 : Hardwood beams
|  |  | Ac_15_55_04 : Acoustics and noise transfer surveying |  |  | Pr_20_85_08_63 : Plastics beams
|  |  | Ac_15_55_06 : Airtightness surveying |  |  | Pr_20_85_08_65 : Post-tensioned concrete beams
|  |  | Ac_15_55_26 : Energy assessment surveying |  |  | Pr_20_85_08_66 : Prestressed concrete T-beams
|  |  | Ac_15_55_30 : Fire protection surveying |  |  | Pr_20_85_08_81 : Softwood beams
|  |  | Ac_15_55_75 : Security auditing |  |  | Pr_20_85_08_83 : Stainless steel structural beams
|  |  | Ac_15_60 : Rail track surveying |  |  | Pr_20_85_08_84 : Structural wood-composite box beams
|  |  | Ac_15_70 : Road and bridge surveying |  |  | Pr_20_85_08_85 : Structural wood-composite I-beams
|  |  | Ac_15_70_90 : Traffic surveying |  |  | Pr_20_85_08_86 : Structural wood-composite I-joists
|  |  | Ac_15_75 : Site investigating |  |  | Pr_20_85_08_87 : Structural wood composites
|  |  | Ac_15_75_28 : Geochemical surveying |  |  | Pr_20_85_09 : Brackets
|  |  | Ac_15_75_30 : Geoenvironmental exploratory investigating |  |  | Pr_20_85_09_01 : Above-ground drainage pipe brackets
|  |  | Ac_15_75_32 : Geoenvironmental ground investigating |  |  | Pr_20_85_09_02 : Aluminium brackets
|  |  | Ac_15_75_34 : Geological surveying |  |  | Pr_20_85_09_03 : Aluminium bronze brackets
|  |  | Ac_15_75_35 : Geotechnical bore hole survey |  |  | Pr_20_85_09_05 : Aluminium downpipe brackets
|  |  | Ac_15_75_36 : Geotechnical ground investigating |  |  | Pr_20_85_09_07 : Aluminium rainwater gutter brackets
|  |  | Ac_15_75_38 : Geotechnical substructure investigating |  |  | Pr_20_85_09_09 : Bracketed angle supports
|  |  | Ac_15_75_65 : Preliminary site investigations |  |  | Pr_20_85_09_11 : Carbon steel brackets
|  |  | Ac_15_75_80 : Soil surveying |  |  | Pr_20_85_09_12 : Carbon steel cavity barrier brackets
|  |  | Ac_15_80 : Site surveys |  |  | Pr_20_85_09_14 : Carbon steel fencing brackets
|  |  | Ac_15_80_65 : Preliminary site surveys |  |  | Pr_20_85_09_16 : Carbon steel masonry brackets
|  |  | Ac_15_90 : Tunnel surveying |  |  | Pr_20_85_09_17 : Cast and wrought iron brackets
|  |  | Ac_20 : Administrative, commercial and protective services activities |  |  | Pr_20_85_09_18 : Cast iron downpipe brackets
|  |  | Ac_20_10 : Legislative activities |  |  | Pr_20_85_09_19 : Cast iron rainwater gutter brackets
|  |  | Ac_20_10_47 : Legislating activities |  |  | Pr_20_85_09_20 : Copper brackets
|  |  | Ac_20_10_66 : Public viewing of legislating activities |  |  | Pr_20_85_09_21 : Copper downpipe brackets
|  |  | Ac_20_15 : Administrative office activities |  |  | Pr_20_85_09_22 : Copper rainwater gutter brackets
|  |  | Ac_20_15_15 : Counter service |  |  | Pr_20_85_09_23 : Curtain wall adjustable support brackets
|  |  | Ac_20_15_22 : Desk-based office tasks |  |  | Pr_20_85_09_24 : Downpipe brackets
|  |  | Ac_20_15_59 : Office maintenance tasks |  |  | Pr_20_85_09_26 : Eaves gutter brackets
|  |  | Ac_20_15_71 : Reception tasks |  |  | Pr_20_85_09_28 : Extinguisher mounting brackets
|  |  | Ac_20_40 : Design activities |  |  | Pr_20_85_09_30 : Fire bucket wall brackets
|  |  | Ac_20_40_04 : Art |  |  | Pr_20_85_09_31 : Galvanized downpipe brackets
|  |  | Ac_20_40_13 : Ceramics |  |  | Pr_20_85_09_32 : Galvanized rainwater gutter brackets
|  |  | Ac_20_40_24 : Drawing |  |  | Pr_20_85_09_33 : Galvanized steel brackets
|  |  | Ac_20_40_60 : Painting |  |  | Pr_20_85_09_42 : Individual masonry brackets
|  |  | Ac_20_40_88 : Technical drawing |  |  | Pr_20_85_09_48 : Louvre and shading mounting brackets
|  |  | Ac_20_45 : Motor vehicle maintenance and fuelling activities |  |  | Pr_20_85_09_52 : Metal timber member fixing brackets
|  |  | Ac_20_45_30 : Fuel station air and water dispensing |  |  | Pr_20_85_09_62 : Phosphor bronze brackets
|  |  | Ac_20_45_31 : Fuel station fuel storing |  |  | Pr_20_85_09_72 : Roof gutter brackets
|  |  | Ac_20_45_51 : Motor vehicle fuelling |  |  | Pr_20_85_09_81 : Stainless steel brackets
|  |  | Ac_20_45_53 : Motor vehicle maintaining |  |  | Pr_20_85_09_82 : Stainless steel cavity barrier brackets
|  |  | Ac_20_50 : Commercial activities |  |  | Pr_20_85_09_84 : Stainless steel handrail brackets
|  |  | Ac_20_50_03 : Ambient products wholesale selling |  |  | Pr_20_85_09_87 : Stainless steel masonry brackets
|  |  | Ac_20_50_05 : Auctioning |  |  | Pr_20_85_09_88 : Sink supports
|  |  | Ac_20_50_12 : Checking out and payment |  |  | Pr_20_85_09_92 : Unplasticized polyvinyl chloride (PVC-U) downpipe brackets
|  |  | Ac_20_50_22 : Department store retail selling |  |  | Pr_20_85_09_93 : Unplasticized polyvinyl chloride (PVC-U) rainwater gutter brackets
|  |  | Ac_20_50_29 : Financial and professional services activity |  |  | Pr_20_85_09_96 : Wall-hung WC support brackets
|  |  | Ac_20_50_32 : Food and drink retail selling |  |  | Pr_20_85_09_98 : Wash basin support brackets
|  |  | Ac_20_50_33 : General retail selling |  |  | Pr_20_85_10 : Bridge bearings
|  |  | Ac_20_50_36 : Hair and beauty treatments |  |  | Pr_20_85_10_20 : Cylindrical PTFE bearings
|  |  | Ac_20_50_45 : Kiosk retail selling |  |  | Pr_20_85_10_27 : Elastomeric bearings
|  |  | Ac_20_50_47 : Livestock wholesale selling |  |  | Pr_20_85_10_35 : Guide bearings
|  |  | Ac_20_50_50 : Mail order sorting and despatching |  |  | Pr_20_85_10_65 : Pot bearings
|  |  | Ac_20_50_51 : Market retail selling |  |  | Pr_20_85_10_70 : Restraint bearings
|  |  | Ac_20_50_55 : Motor vehicle selling |  |  | Pr_20_85_10_72 : Rocker bearings
|  |  | Ac_20_50_70 : Refrigerated products wholesale selling |  |  | Pr_20_85_10_73 : Roller bearings
|  |  | Ac_20_50_85 : Supermarket retail selling |  |  | Pr_20_85_10_79 : Sliding element
|  |  | Ac_20_50_87 : Tattooing and piercing |  |  | Pr_20_85_10_81 : Spherical PTFE bearings
|  |  | Ac_20_50_90 : Trying out goods |  |  | Pr_20_85_11 : Bridge suspension cables
|  |  | Ac_20_50_96 : Waste and scrap wholesale selling |  |  | Pr_20_85_11_48 : Locked coil strand
|  |  | Ac_20_55 : Postal communications activities |  |  | Pr_20_85_11_60 : Parallel wire strand
|  |  | Ac_20_55_45 : Letter sorting |  |  | Pr_20_85_11_80 : Spiral strand
|  |  | Ac_20_55_60 : Parcel sorting |  |  | Pr_20_85_12 : Bunds and ducts
|  |  | Ac_20_60 : Military protective activities |  |  | Pr_20_85_12_14 : Concrete bund units
|  |  | Ac_20_60_08 : Bombardment sheltering |  |  | Pr_20_85_12_24 : Concrete duct units
|  |  | Ac_20_60_70 : Radioactive fallout sheltering |  |  | Pr_20_85_13 : Concrete base and foundation products
|  |  | Ac_20_62 : Parade activities |  |  | Pr_20_85_13_29 : Concrete bases for fence posts
|  |  | Ac_20_62_65 : Parading |  |  | Pr_20_85_13_30 : Concrete floating slab foundations
|  |  | Ac_20_65 : Law enforcement activities |  |  | Pr_20_85_13_32 : Concrete foundation pads
|  |  | Ac_20_65_19 : Custody activities |  |  | Pr_20_85_13_35 : Concrete ground beams
|  |  | Ac_20_65_40 : Identification parades |  |  | Pr_20_85_13_63 : Concrete plinth units
|  |  | Ac_20_65_42 : Interviewing |  |  | Pr_20_85_13_65 : Concrete pocket foundations
|  |  | Ac_20_65_59 : Operational activities |  |  | Pr_20_85_14 : Concrete flooring and decking products
|  |  | Ac_20_65_65 : Police detention |  |  | Pr_20_85_14_14 : Concrete hollow core slabs
|  |  | Ac_20_70 : Judicial activities |  |  | Pr_20_85_14_15 : Concrete kentledge blocks
|  |  | Ac_20_70_15 : Conducting trials and hearings |  |  | Pr_20_85_14_16 : Concrete solid slabs
|  |  | Ac_20_70_23 : Defendant seating |  |  | Pr_20_85_16 : Columns and column accessories
|  |  | Ac_20_70_28 : Evidence storing |  |  | Pr_20_85_16_02 : Aluminium structural columns
|  |  | Ac_20_70_41 : Judicial seating |  |  | Pr_20_85_16_03 : Aluminium column shoes
|  |  | Ac_20_70_44 : Jury seating |  |  | Pr_20_85_16_11 : Carbon steel columns
|  |  | Ac_20_70_68 : Public gallery viewing |  |  | Pr_20_85_16_12 : Carbon steel column shoes
|  |  | Ac_20_70_97 : Witness standing |  |  | Pr_20_85_16_15 : Concrete columns
|  |  | Ac_20_75 : Detention activities |  |  | Pr_20_85_16_36 : Hardwood structural columns
|  |  | Ac_20_75_15 : Communal inmate day activities |  |  | Pr_20_85_16_62 : Plastics columns
|  |  | Ac_20_75_35 : Guarding detainees |  |  | Pr_20_85_16_81 : Softwood structural columns
|  |  | Ac_20_75_38 : Holding of prisoners |  |  | Pr_20_85_16_84 : Stainless steel structural columns
|  |  | Ac_20_75_41 : Inmate exercising |  |  | Pr_20_85_16_85 : Stainless steel column shoes
|  |  | Ac_20_75_67 : Prison detention |  |  | Pr_20_85_16_86 : Stone columns
|  |  | Ac_20_75_75 : Secure entering and exiting |  |  | Pr_20_85_16_96 : Wind posts
|  |  | Ac_20_75_77 : Secure visiting |  |  | Pr_20_85_28 : Erosion control and breakwater products
|  |  | Ac_20_75_95 : Vehicle impounding |  |  | Pr_20_85_28_09 : Brushwood fascines
|  |  | Ac_20_80 : Weapons training activities |  |  | Pr_20_85_28_15 : Coir erosion mats
|  |  | Ac_20_80_31 : Firing of weapons |  |  | Pr_20_85_28_16 : Concrete tetrapods
|  |  | Ac_20_85 : Security activities |  |  | Pr_20_85_28_27 : Erosion control logs
|  |  | Ac_20_85_63 : Pedestrian security checking |  |  | Pr_20_85_28_28 : Erosion control pallets
|  |  | Ac_20_85_95 : Vehicular security checking |  |  | Pr_20_85_28_33 : Galvanized wire bastion cages
|  |  | Ac_20_90 : Incident support activities |  |  | Pr_20_85_28_34 : Galvanized wire mattress cages
|  |  | Ac_20_90_31 : Fire training |  |  | Pr_20_85_28_35 : Galvanized wire trapion cages
|  |  | Ac_20_90_41 : Incident prevention |  |  | Pr_20_85_28_36 : Galvanized wire gabion cages
|  |  | Ac_20_90_42 : Incident support |  |  | Pr_20_85_28_38 : Hessian bags
|  |  | Ac_20_90_78 : Sheltering from fire |  |  | Pr_20_85_28_62 : Plastics mattress cages
|  |  | Ac_25 : Cultural, educational, scientific and information activities |  |  | Pr_20_85_28_63 : Polypropylene bags
|  |  | Ac_25_05 : Commemoration activities |  |  | Pr_20_85_28_64 : Polypropylene (PP) rock rolls
|  |  | Ac_25_05_15 : Commemoration events |  |  | Pr_20_85_32 : Frames and grids
|  |  | Ac_25_10 : Educational activities |  |  | Pr_20_85_32_02 : Aluminium frames
|  |  | Ac_25_10_05 : Assembling |  |  | Pr_20_85_32_04 : Aluminium structural sealant glazing sub-frames
|  |  | Ac_25_10_15 : Communal educational activities |  |  | Pr_20_85_32_11 : Carbon steel frames
|  |  | Ac_25_10_26 : Driving tuition |  |  | Pr_20_85_32_12 : Carbon steel frame fasteners
|  |  | Ac_25_10_35 : Group work |  |  | Pr_20_85_32_13 : Carbon steel structural sealant glazing sub-frames
|  |  | Ac_25_10_47 : Lecturing |  |  | Pr_20_85_32_14 : Carbon steel dry lining frames
|  |  | Ac_25_10_78 : Seminar activities |  |  | Pr_20_85_32_22 : Demountable suspended ceiling grids
|  |  | Ac_25_10_84 : Studying |  |  | Pr_20_85_32_30 : Floor level chute support frames
|  |  | Ac_25_10_88 : Teaching |  |  | Pr_20_85_32_80 : Solar module ballasted mounting frames
|  |  | Ac_25_20 : Design and craft activities |  |  | Pr_20_85_32_81 : Solar module free-standing mounting frames
|  |  | Ac_25_20_13 : Ceramics making |  |  | Pr_20_85_32_82 : Space frames
|  |  | Ac_25_20_15 : Craft activities |  |  | Pr_20_85_32_84 : Stainless steel frames
|  |  | Ac_25_20_21 : Designing |  |  | Pr_20_85_32_85 : Stainless steel frame fasteners
|  |  | Ac_25_20_24 : Drawing |  |  | Pr_20_85_32_88 : Timber dry lining frames
|  |  | Ac_25_20_60 : Painting |  |  | Pr_20_85_32_92 : Unplasticized polyvinyl chloride (PVC-U) frames
|  |  | Ac_25_20_88 : Technical drawing |  |  | Pr_20_85_32_93 : Unplasticized polyvinyl chloride (PVC-U) sub-frames
|  |  | Ac_25_30 : Scientific and laboratory activities |  |  | Pr_20_85_32_94 : Unplasticized polyvinyl chloride (PVC-U) window sub-frames
|  |  | Ac_25_30_02 : Anechoic activities |  |  | Pr_20_85_32_96 : Wood frames
|  |  | Ac_25_30_04 : Astronomy |  |  | Pr_20_85_32_97 : Wood sub-frames
|  |  | Ac_25_30_07 : Biology |  |  | Pr_20_85_32_98 : Wood window sub-frames
|  |  | Ac_25_30_10 : Bioscience researching |  |  | Pr_20_85_46 : Lathings and furrings
|  |  | Ac_25_30_13 : Chemistry |  |  | Pr_20_85_46_21 : Damp-proof lathings
|  |  | Ac_25_30_15 : Clinical biochemistry |  |  | Pr_20_85_46_28 : Expanded metal lathings
|  |  | Ac_25_30_16 : Clinical microbiology |  |  | Pr_20_85_46_36 : Hardwood furrings
|  |  | Ac_25_30_17 : Clinical pathology |  |  | Pr_20_85_46_52 : Metal arch form lathings
|  |  | Ac_25_30_19 : Containment |  |  | Pr_20_85_46_53 : Metal furring channels
|  |  | Ac_25_30_21 : Dark room activities |  |  | Pr_20_85_46_96 : Wood lathings
|  |  | Ac_25_30_22 : Dental laboratory activities |  |  | Pr_20_85_46_97 : Wood tapered firring pieces
|  |  | Ac_25_30_23 : Dissection |  |  | Pr_20_85_47 : Legs pedestals hangers and stringers
|  |  | Ac_25_30_26 : Earth sciences |  |  | Pr_20_85_47_01 : Access floor bridging sections
|  |  | Ac_25_30_27 : Engineering |  |  | Pr_20_85_47_02 : Access floor pedestals
|  |  | Ac_25_30_28 : Experiment controlling |  |  | Pr_20_85_47_03 : Access floor stringers
|  |  | Ac_25_30_29 : Flow cytometry |  |  | Pr_20_85_47_04 : Acoustic batten cradles
|  |  | Ac_25_30_30 : Food testing |  |  | Pr_20_85_47_20 : Cubicle and partition legs
|  |  | Ac_25_30_31 : Forensic science activities |  |  | Pr_20_85_47_22 : Decking and paving pedestals
|  |  | Ac_25_30_33 : Geology activities |  |  | Pr_20_85_47_47 : Leg supports
|  |  | Ac_25_30_36 : Hyperbaric activities |  |  | Pr_20_85_47_50 : Metal hanging rails
|  |  | Ac_25_30_46 : Laboratory cold activities |  |  | Pr_20_85_47_51 : Metal suspended ceiling hangers
|  |  | Ac_25_30_47 : Laboratory warm activities |  |  | Pr_20_85_47_84 : Stair stringers
|  |  | Ac_25_30_50 : Material testing |  |  | Pr_20_85_47_88 : Timber dowel hanging rails
|  |  | Ac_25_30_66 : Physics activities |  |  | Pr_20_85_48 : Lintels
|  |  | Ac_25_30_68 : Psychology researching |  |  | Pr_20_85_48_02 : Aggregate concrete trough lintels
|  |  | Ac_25_30_70 : Radiation shielded activities |  |  | Pr_20_85_48_11 : Carbon steel lintels
|  |  | Ac_25_30_76 : Scientific instrument activities |  |  | Pr_20_85_48_13 : Clay block trough lintels
|  |  | Ac_25_30_78 : Seismograph activities |  |  | Pr_20_85_48_15 : Concrete lintels
|  |  | Ac_25_30_85 : Sterilising activities |  |  | Pr_20_85_48_33 : Glass-reinforced concrete (GRC) built-in lintel heads
|  |  | Ac_25_30_89 : Tissue culturing |  |  | Pr_20_85_48_34 : Glass-reinforced concrete (GRC) dressing lintel heads
|  |  | Ac_25_30_90 : Toxicology activities |  |  | Pr_20_85_48_43 : Inset open fireplace throat-forming lintels and corbel units
|  |  | Ac_25_50 : Exhibition activities |  |  | Pr_20_85_48_50 : Manufactured stone lintels
|  |  | Ac_25_50_04 : Art exhibiting |  |  | Pr_20_85_48_56 : Natural stone lintels
|  |  | Ac_25_50_15 : Collection exhibiting |  |  | Pr_20_85_48_67 : Prestressed concrete lintels
|  |  | Ac_25_50_16 : Conservation of art and artefacts |  |  | Pr_20_85_48_88 : Timber lintels
|  |  | Ac_25_50_21 : Diorama exhibiting |  |  | Pr_20_85_50 : Masts and poles
|  |  | Ac_25_50_29 : Fauna exhibiting |  |  | Pr_20_85_50_01 : Aeronautical ground lighting masts
|  |  | Ac_25_50_31 : Flora exhibiting |  |  | Pr_20_85_50_50 : Metal windsock masts
|  |  | Ac_25_50_65 : Projecting representations of the night sky |  |  | Pr_20_85_50_64 : Plastics windsock masts
|  |  | Ac_25_50_73 : Sculpture exhibiting |  |  | Pr_20_85_50_85 : Surveillance camera masts
|  |  | Ac_25_50_94 : Viewing activities |  |  | Pr_20_85_50_90 : Traffic signal pole
|  |  | Ac_25_70 : Information activities |  |  | Pr_20_85_62 : Piles and ancillary products
|  |  | Ac_25_70_04 : Archiving |  |  | Pr_20_85_62_10 : Carbon steel displacement piles
|  |  | Ac_25_70_05 : Audio-visual studying |  |  | Pr_20_85_62_11 : Carbon steel pile casings
|  |  | Ac_25_70_11 : Cataloguing |  |  | Pr_20_85_62_12 : Carbon steel pile shoes
|  |  | Ac_25_70_23 : Domestic book storing and reading |  |  | Pr_20_85_62_13 : Carbon steel screw piles
|  |  | Ac_25_70_30 : Film storing |  |  | Pr_20_85_62_14 : Carbon steel sheet piles
|  |  | Ac_25_70_47 : Library storing |  |  | Pr_20_85_62_15 : Cast steel pile shoes
|  |  | Ac_25_70_71 : Reading |  |  | Pr_20_85_62_17 : Concrete cantilevered knuckle piles
|  |  | Ac_25_70_72 : Records storing |  |  | Pr_20_85_62_18 : Concrete piles
|  |  | Ac_25_70_76 : Scanning |  |  | Pr_20_85_62_19 : Concrete pile caps
|  |  | Ac_25_90 : Worship activities |  |  | Pr_20_85_62_36 : Hardwood piles
|  |  | Ac_25_90_12 : Ceremonial activities |  |  | Pr_20_85_62_64 : Plastics drainage weep holes
|  |  | Ac_25_90_15 : Conducting acts of worship |  |  | Pr_20_85_62_65 : Plastics screw piles
|  |  | Ac_25_90_60 : Pastoral care |  |  | Pr_20_85_62_66 : Plastics sheet piles
|  |  | Ac_25_90_67 : Preparing for acts of worship |  |  | Pr_20_85_62_77 : Sheet pile wall corner connectors
|  |  | Ac_30 : Industrial activities |  |  | Pr_20_85_62_80 : Softwood piles
|  |  | Ac_30_10 : Mineral extraction activities |  |  | Pr_20_85_65 : Platforms
|  |  | Ac_30_10_57 : Offshore oil and gas drilling |  |  | Pr_20_85_65_11 : Concrete platform copings
|  |  | Ac_30_10_59 : Onshore oil and gas drilling |  |  | Pr_20_85_65_13 : Concrete platform sections
|  |  | Ac_30_10_60 : Opencast mining |  |  | Pr_20_85_65_15 : Concrete platform slabs
|  |  | Ac_30_10_69 : Quarrying |  |  | Pr_20_85_65_17 : Concrete platform units
|  |  | Ac_30_10_91 : Underground mining |  |  | Pr_20_85_65_34 : Glass reinforced plastics (GRP) modular platform panel
|  |  | Ac_30_10_93 : Underground mine access |  |  | Pr_20_85_69 : Rail buffer stops
|  |  | Ac_30_10_94 : Underground mine tunnelling |  |  | Pr_20_85_69_30 : Fixed buffer stops
|  |  | Ac_30_30 : Mineral processing activities |  |  | Pr_20_85_69_31 : Friction buffer stops
|  |  | Ac_30_30_33 : Gas processing |  |  | Pr_20_85_69_39 : Hydraulic buffer stops
|  |  | Ac_30_30_58 : Oil processing |  |  | Pr_20_85_70 : Rail supports and fixings
|  |  | Ac_30_30_59 : Ore processing |  |  | Pr_20_85_70_02 : Adjustable rail clips
|  |  | Ac_30_40 : Animal and plant products processing activities |  |  | Pr_20_85_70_15 : Composite insulator
|  |  | Ac_30_40_06 : Baking |  |  | Pr_20_85_70_17 : Concrete track bed
|  |  | Ac_30_40_07 : Bottling |  |  | Pr_20_85_70_27 : Ethyl vinyl acetate rail pad
|  |  | Ac_30_40_09 : Brewing |  |  | Pr_20_85_70_34 : Glass reinforced nylon insulator
|  |  | Ac_30_40_10 : Butter-making |  |  | Pr_20_85_70_41 : Insulated third rail support
|  |  | Ac_30_40_11 : Canning |  |  | Pr_20_85_70_57 : Nylon insulator
|  |  | Ac_30_40_18 : Cheese making |  |  | Pr_20_85_70_64 : Plain line baseplates
|  |  | Ac_30_40_22 : Distilling |  |  | Pr_20_85_70_65 : Plastics rail embedment
|  |  | Ac_30_40_30 : Fish processing |  |  | Pr_20_85_70_70 : Rail boot
|  |  | Ac_30_40_32 : Fresh fruit and vegetable packing |  |  | Pr_20_85_70_71 : Rail clip and baseplate assemblies
|  |  | Ac_30_40_44 : Juicing |  |  | Pr_20_85_70_73 : Rubber bonded cork rail pad
|  |  | Ac_30_40_52 : Meat processing |  |  | Pr_20_85_70_74 : Rubber chamber filling element
|  |  | Ac_30_40_54 : Milk processing |  |  | Pr_20_85_70_75 : Rubber rail pad
|  |  | Ac_30_40_55 : Milling |  |  | Pr_20_85_70_77 : S&C baseplates
|  |  | Ac_30_40_63 : Plant fibre sorting |  |  | Pr_20_85_70_89 : Third rail cover board
|  |  | Ac_30_40_65 : Poultry processing |  |  | Pr_20_85_70_96 : Weldable rail clips
|  |  | Ac_30_40_80 : Slaughtering |  |  | Pr_20_85_71 : Rail rings
|  |  | Ac_30_40_87 : Tanning |  |  | Pr_20_85_71_11 : Carbon steel rings
|  |  | Ac_30_40_88 : Threshing |  |  | Pr_20_85_71_12 : Cast iron bolted rings
|  |  | Ac_30_40_89 : Timber sawing |  |  | Pr_20_85_71_13 : Cast iron expanded rings
|  |  | Ac_30_40_90 : Tobacco drying |  |  | Pr_20_85_71_15 : Concrete bolted rings
|  |  | Ac_30_40_96 : Wine making |  |  | Pr_20_85_71_16 : Concrete expanded rings
|  |  | Ac_30_40_98 : Wool sorting |  |  | Pr_20_85_71_57 : Nodular iron rings
|  |  | Ac_30_50 : Manufacturing activities |  |  | Pr_20_85_72 : Rail sleepers and bearers
|  |  | Ac_30_50_27 : Electronics clean activities |  |  | Pr_20_85_72_11 : Carbon steel sleepers
|  |  | Ac_30_50_30 : Heavy industrial activities |  |  | Pr_20_85_72_20 : Concrete bearers
|  |  | Ac_30_50_53 : Light industrial activities |  |  | Pr_20_85_72_21 : Concrete monoblock sleepers
|  |  | Ac_30_50_60 : Packaging |  |  | Pr_20_85_72_22 : Concrete twinblock sleepers
|  |  | Ac_30_50_61 : Paint spraying |  |  | Pr_20_85_72_36 : Hardwood sleepers
|  |  | Ac_30_50_64 : Printing |  |  | Pr_20_85_72_80 : Sleeper anchors
|  |  | Ac_30_60 : Cleaning and maintenance activities |  |  | Pr_20_85_72_88 : Timber bearers
|  |  | Ac_30_60_12 : Cleaning |  |  | Pr_20_85_72_89 : Timber sleepers
|  |  | Ac_30_60_13 : Clothes drying and airing |  |  | Pr_20_85_76 : Shock absorbers
|  |  | Ac_30_60_15 : Commercial laundering |  |  | Pr_20_85_76_09 : Bridge shock absorbers
|  |  | Ac_30_60_23 : Domestic laundering |  |  | Pr_20_85_76_76 : Seismic dampers
|  |  | Ac_30_60_24 : Dry cleaning |  |  | Pr_20_85_84 : Straps ties channels and inserts
|  |  | Ac_30_60_42 : Ironing |  |  | Pr_20_85_84_02 : Aluminium bronze slot ties
|  |  | Ac_30_60_75 : Service laundering |  |  | Pr_20_85_84_04 : Aluminium bronze wall head restraint slip ties
|  |  | Ac_30_60_94 : Vehicle washing |  |  | Pr_20_85_84_11 : Carbon steel cast-in channels
|  |  | Ac_30_60_96 : Washing up |  |  | Pr_20_85_84_12 : Carbon steel movement joint lateral restraint slip ties
|  |  | Ac_30_80 : Kinetic power generation |  |  | Pr_20_85_84_13 : Carbon steel lateral restraint straps
|  |  | Ac_30_85 : Marine and water storage and maintenance activities |  |  | Pr_20_85_84_14 : Carbon steel slot ties
|  |  | Ac_30_85_08 : Boat repairing |  |  | Pr_20_85_84_15 : Carbon steel threaded studding ties
|  |  | Ac_30_85_24 : Dry repair docking |  |  | Pr_20_85_84_16 : Carbon steel tie bars
|  |  | Ac_30_85_30 : Floating repair docking |  |  | Pr_20_85_84_17 : Carbon steel vertical restraint straps
|  |  | Ac_30_85_97 : Wet repair docking |  |  | Pr_20_85_84_18 : Carbon steel wall head restraint slip ties
|  |  | Ac_30_90 : Warehousing and distribution activities |  |  | Pr_20_85_84_19 : Cavity wall ties
|  |  | Ac_30_90_33 : Goods delivery |  |  | Pr_20_85_84_20 : Channel slot ties
|  |  | Ac_30_90_48 : Loading |  |  | Pr_20_85_84_21 : Copper slot ties
|  |  | Ac_30_90_80 : Sorting and distributing |  |  | Pr_20_85_84_22 : Copper wall head restraint slip ties
|  |  | Ac_30_90_96 : Warehousing |  |  | Pr_20_85_84_28 : Existing wall tie isolating sleeves
|  |  | Ac_32 : Water and land management activities |  |  | Pr_20_85_84_33 : General-purpose slip ties
|  |  | Ac_32_10 : Agricultural and horticultural activities |  |  | Pr_20_85_84_36 : Head restraint slip ties
|  |  | Ac_32_10_02 : Agricultural maintenance |  |  | Pr_20_85_84_46 : Lateral restraint ties
|  |  | Ac_32_10_26 : Farm yard activities |  |  | Pr_20_85_84_50 : Masonry repair ties
|  |  | Ac_32_10_27 : Fertilizing |  |  | Pr_20_85_84_57 : Non-loadbearing wall head restraints
|  |  | Ac_32_10_29 : Fish cultivating |  |  | Pr_20_85_84_61 : Permanent insulation formwork (PIF) connectors
|  |  | Ac_32_10_34 : Glasshouse growing |  |  | Pr_20_85_84_62 : Phosphor bronze slot ties
|  |  | Ac_32_10_36 : Hedge laying |  |  | Pr_20_85_84_63 : Phosphor bronze wall head restraint slip ties
|  |  | Ac_32_10_38 : Horticultural activities |  |  | Pr_20_85_84_64 : Polyester (PET) straps
|  |  | Ac_32_10_42 : Irrigating |  |  | Pr_20_85_84_69 : Restraint belts
|  |  | Ac_32_10_47 : Livestock activities |  |  | Pr_20_85_84_70 : Roof gutter straps
|  |  | Ac_32_10_52 : Milking |  |  | Pr_20_85_84_73 : Shear wall ties
|  |  | Ac_32_10_55 : Mushroom cultivating |  |  | Pr_20_85_84_74 : Slotted wall channels and brackets
|  |  | Ac_32_10_61 : Pest management |  |  | Pr_20_85_84_75 : Stainless steel lateral restraint straps
|  |  | Ac_32_10_64 : Ploughing |  |  | Pr_20_85_84_76 : Stainless steel slot ties
|  |  | Ac_32_10_66 : Poultry rearing |  |  | Pr_20_85_84_77 : Stainless steel threaded studding ties
|  |  | Ac_32_10_68 : Propagating |  |  | Pr_20_85_84_78 : Stainless steel tie bars
|  |  | Ac_32_10_70 : Pruning |  |  | Pr_20_85_84_79 : Stainless steel vertical restraint straps
|  |  | Ac_32_10_77 : Sheep shearing |  |  | Pr_20_85_84_80 : Stainless steel wall head restraint slip ties
|  |  | Ac_32_10_78 : Sheep dipping |  |  | Pr_20_85_84_81 : Stainless steel drive ties
|  |  | Ac_32_10_79 : Silviculture |  |  | Pr_20_85_84_82 : Stainless steel resin-bonded ties
|  |  | Ac_32_10_80 : Sowing |  |  | Pr_20_85_84_83 : Stainless steel expansion ties
|  |  | Ac_32_10_94 : Viticulture |  |  | Pr_20_85_84_84 : Stainless steel cast-in channels
|  |  | Ac_32_10_96 : Weed management |  |  | Pr_20_85_84_85 : Stainless steel cladding channels
|  |  | Ac_32_50 : Marine and water activities |  |  | Pr_20_85_84_86 : Stainless steel cladding ties
|  |  | Ac_32_50_38 : Harbour protecting |  |  | Pr_20_85_84_87 : Surface mounted channels
|  |  | Ac_32_50_94 : Vessel berthing |  |  | Pr_20_85_84_88 : Tension or compression bracing products
|  |  | Ac_32_50_95 : Vessel launching |  |  | Pr_20_85_84_89 : Tension straps
|  |  | Ac_32_60 : Natural spaces activities |  |  | Pr_20_85_84_95 : Wall starters and connectors
|  |  | Ac_32_60_27 : Erosion |  |  | Pr_20_85_84_97 : Water-resistant concrete formwork ties
|  |  | Ac_32_60_30 : Flooding |  |  | Pr_20_85_85 : Structural bearings
|  |  | Ac_35 : Medical, health, welfare and sanitary activities |  |  | Pr_20_85_85_11 : Carbon steel stools
|  |  | Ac_35_10 : Medical activities |  |  | Pr_20_85_85_30 : Flat jacks
|  |  | Ac_35_10_08 : Birthing |  |  | Pr_20_85_85_74 : Rubber bearings
|  |  | Ac_35_10_10 : Burns treating |  |  | Pr_20_85_85_80 : Sliding surface bearings
|  |  | Ac_35_10_15 : Consulting |  |  | Pr_20_85_85_84 : Stainless steel stools
|  |  | Ac_35_10_31 : First aiding |  |  | Pr_20_85_86 : Struts and props
|  |  | Ac_35_10_36 : Hearing testing |  |  | Pr_20_85_86_11 : Carbon steel struts
|  |  | Ac_35_10_39 : Hydrotherapy |  |  | Pr_20_85_86_30 : Formwork props
|  |  | Ac_35_10_42 : Intensive caring |  |  | Pr_20_85_86_31 : Formwork shores
|  |  | Ac_35_10_43 : Isolation caring |  |  | Pr_20_85_86_39 : Hydraulic jacks
|  |  | Ac_35_10_51 : Medical scanning |  |  | Pr_20_85_86_76 : Screw jacks
|  |  | Ac_35_10_53 : Midwifery |  |  | Pr_20_85_86_84 : Stainless steel struts
|  |  | Ac_35_10_57 : Nursing |  |  | Pr_20_85_86_89 : Trench boxes or shields
|  |  | Ac_35_10_58 : Occupational therapy |  |  | Pr_20_85_86_90 : Trench shores
|  |  | Ac_35_10_59 : Operating |  |  | Pr_20_85_86_91 : Trench struts
|  |  | Ac_35_10_64 : Pharmaceutical dispensing |  |  | Pr_20_85_90 : Trusses and lattice frames
|  |  | Ac_35_10_65 : Phototherapy |  |  | Pr_20_85_90_02 : Aluminium lattice trusses and frames
|  |  | Ac_35_10_66 : Physiotherapy |  |  | Pr_20_85_90_11 : Carbon steel lattice floor joists and purlins
|  |  | Ac_35_10_70 : Radiography |  |  | Pr_20_85_90_12 : Carbon steel pitched roof trusses
|  |  | Ac_35_10_71 : Radiotherapy |  |  | Pr_20_85_90_36 : Hardwood lattice joists
|  |  | Ac_35_10_74 : Rehabilitating |  |  | Pr_20_85_90_37 : Hardwood trussed rafters
|  |  | Ac_35_10_76 : Screening |  |  | Pr_20_85_90_38 : Hardwood trusses
|  |  | Ac_35_50 : Welfare activities |  |  | Pr_20_85_90_81 : Softwood trusses
|  |  | Ac_35_50_21 : Day care |  |  | Pr_20_85_90_82 : Softwood trussed rafters
|  |  | Ac_35_50_42 : Infant caring |  |  | Pr_20_93 : Unit structure and general products
|  |  | Ac_35_60 : Food management activities |  |  | Pr_20_93_33 : Glass blocks and panels
|  |  | Ac_35_60_16 : Cooking |  |  | Pr_20_93_33_12 : Cellular glass thermal blocks
|  |  | Ac_35_60_30 : Food preparation |  |  | Pr_20_93_33_30 : Fire rated glass block wall panels
|  |  | Ac_35_60_31 : Food serving |  |  | Pr_20_93_33_31 : Glass block dry joint spacers
|  |  | Ac_35_70 : Funerary activities |  |  | Pr_20_93_33_32 : Glass block mortar joint spacers
|  |  | Ac_35_70_04 : Ash urn storing |  |  | Pr_20_93_33_33 : Glass block wall panels
|  |  | Ac_35_70_10 : Burial |  |  | Pr_20_93_33_34 : Glass blocks
|  |  | Ac_35_70_18 : Cremating |  |  | Pr_20_93_33_52 : Mortar jointed glass block wall panels
|  |  | Ac_35_70_42 : Interment in a vault or tomb |  |  | Pr_20_93_33_53 : Mortar jointed and sealant pointed glass block wall panels
|  |  | Ac_35_80 : Sanitary activities |  |  | Pr_20_93_33_76 : Sealant pointed glass block wall panels
|  |  | Ac_35_80_06 : Baby changing |  |  | Pr_20_93_37 : Headwall and swale inlet products
|  |  | Ac_35_80_07 : Bathing |  |  | Pr_20_93_37_62 : Plastics headwall units
|  |  | Ac_35_80_80 : Showering |  |  | Pr_20_93_37_63 : Plastics swale inlets
|  |  | Ac_35_85 : Animal activities |  |  | Pr_20_93_37_65 : Precast concrete headwall units
|  |  | Ac_35_85_02 : Animal care |  |  | Pr_20_93_37_66 : Precast concrete swale inlets
|  |  | Ac_35_85_04 : Animal exercising |  |  | Pr_20_93_51 : Masonry flooring units
|  |  | Ac_35_90 : Animal medical |  |  | Pr_20_93_51_02 : Aggregate concrete infill blocks
|  |  | Ac_35_90_25 : Animal drug dispensing |  |  | Pr_20_93_51_05 : Autoclaved aerated concrete (AAC) infill blocks
|  |  | Ac_35_90_32 : Animal funerary activities |  |  | Pr_20_93_51_28 : Expanded polystyrene (EPS) infill blocks
|  |  | Ac_35_90_34 : Animal grooming |  |  | Pr_20_93_52 : Masonry walling units
|  |  | Ac_35_90_39 : Animal hydrotherapy |  |  | Pr_20_93_52_01 : Aggregate concrete blocks
|  |  | Ac_35_90_59 : Veterinary care |  |  | Pr_20_93_52_02 : Aggregate concrete bricks
|  |  | Ac_40 : Recreational activities |  |  | Pr_20_93_52_05 : Autoclaved aerated concrete (AAC) blocks
|  |  | Ac_40_05 : Amusement activities |  |  | Pr_20_93_52_11 : Calcium silicate blocks
|  |  | Ac_40_05_03 : Amusement arcade activities |  |  | Pr_20_93_52_12 : Calcium silicate bricks
|  |  | Ac_40_05_33 : Gambling |  |  | Pr_20_93_52_13 : Cast stone masonry units
|  |  | Ac_40_05_42 : Indoor fairground riding |  |  | Pr_20_93_52_14 : Clay blocks
|  |  | Ac_40_05_58 : Observing |  |  | Pr_20_93_52_15 : Clay bricks
|  |  | Ac_40_05_59 : Outdoor activities |  |  | Pr_20_93_52_23 : Dimension stones
|  |  | Ac_40_05_60 : Outdoor fairground riding |  |  | Pr_20_93_52_27 : Engineering bricks
|  |  | Ac_40_05_63 : Playing |  |  | Pr_20_93_52_33 : Glass-reinforced concrete (GRC) blocks
|  |  | Ac_40_05_89 : Theme park activities |  |  | Pr_20_93_52_34 : Glazed clay bricks
|  |  | Ac_40_20 : Dining activities |  |  | Pr_20_93_52_35 : Glazed concrete blocks
|  |  | Ac_40_20_09 : Beverage dispensing |  |  | Pr_20_93_52_36 : Gypsum blocks
|  |  | Ac_40_20_27 : Enclosed dining |  |  | Pr_20_93_52_42 : Insulated concrete blocks
|  |  | Ac_40_20_28 : Food dispensing |  |  | Pr_20_93_52_50 : Manufactured stone blocks
|  |  | Ac_40_20_59 : Outdoor dining |  |  | Pr_20_93_52_56 : Natural dimensioned stones
|  |  | Ac_40_35 : Historic recreational activities |  |  | Pr_20_93_52_57 : Natural rubble stones
|  |  | Ac_40_35_37 : Historic earthworks exploring |  |  | Pr_20_93_52_58 : Natural stone plugs
|  |  | Ac_40_35_38 : Historic ruins exploring |  |  | Pr_20_93_52_71 : Reclaimed clay bricks
|  |  | Ac_40_35_39 : Historic sites exploring |  |  | Pr_20_93_52_73 : Refractory bricks
|  |  | Ac_40_60 : Performing arts performance activities |  |  | Pr_20_93_52_74 : Replacement natural dimensioned stones
|  |  | Ac_40_60_13 : Circus performing |  |  | Pr_20_93_52_75 : Salvaged natural stones
|  |  | Ac_40_60_21 : Dancing |  |  | Pr_20_93_52_87 : Terracotta units
|  |  | Ac_40_60_29 : Fashion showing |  |  | Pr_20_93_52_89 : Thin joint autoclaved aerated concrete (AAC) blocks
|  |  | Ac_40_60_30 : Filming |  |  | Pr_20_93_71 : Retaining wall units
|  |  | Ac_40_60_31 : Film screening |  |  | Pr_20_93_71_15 : Concrete interlocking blocks
|  |  | Ac_40_60_38 : Indoor music performing |  |  | Pr_20_93_71_16 : Concrete crib wall units
|  |  | Ac_40_60_40 : Indoor theatre activities |  |  | Pr_20_93_71_17 : Concrete panels
|  |  | Ac_40_60_55 : Music recording |  |  | Pr_20_93_71_18 : Concrete diaphragm wall units
|  |  | Ac_40_60_58 : Outdoor music performing |  |  | Pr_20_93_71_53 : Modular reinforced concrete stem wall units
|  |  | Ac_40_60_59 : Outdoor theatre activities |  |  | Pr_20_93_71_75 : Sawn hardwood crib wall units
|  |  | Ac_40_65 : Performing arts ancillary activities |  |  | Pr_20_93_84 : Structural roofing units
|  |  | Ac_40_65_02 : Amphitheatre seating |  |  | Pr_20_93_84_15 : Concrete arch units
|  |  | Ac_40_65_03 : Artiste changing and make-up activities |  |  | Pr_20_93_84_16 : Concrete dome units
|  |  | Ac_40_65_04 : Audience breaking out |  |  | Pr_20_93_84_84 : Structural insulated roof panels
|  |  | Ac_40_65_05 : Audience seating |  |  | Pr_20_93_85 : Structural walling units
|  |  | Ac_40_65_06 : Backstage activities |  |  | Pr_20_93_85_14 : Concrete solid wall and composite wall units
|  |  | Ac_40_65_55 : Music recording controlling |  |  | Pr_20_93_85_16 : Concrete structural insulated panels (SIPs)
|  |  | Ac_40_65_59 : Overhead scenery storing |  |  | Pr_20_93_85_84 : Structural insulated wall panels
|  |  | Ac_40_65_76 : Scenery controlling |  |  | Pr_20_93_85_88 : Timber-framed straw-filled panels
|  |  | Ac_40_65_79 : Sound controlling |  |  | Pr_20_96 : Wire structure and general products
|  |  | Ac_40_65_80 : Sound excluding |  |  | Pr_20_96_71 : Reinforcement
|  |  | Ac_40_65_88 : Theatrical lighting controlling |  |  | Pr_20_96_71_10 : Carbon steel bed joint reinforcement
|  |  | Ac_40_65_89 : Theatrical rehearsing |  |  | Pr_20_96_71_11 : Carbon steel cage reinforcement
|  |  | Ac_42 : Sports activities |  |  | Pr_20_96_71_12 : Carbon steel fabric reinforcement
|  |  | Ac_42_15 : Courts |  |  | Pr_20_96_71_13 : Carbon steel plain bar reinforcement
|  |  | Ac_42_15_30 : Field athletics |  |  | Pr_20_96_71_14 : Carbon steel ribbed bar reinforcement
|  |  | Ac_42_15_42 : Indoor court sports |  |  | Pr_20_96_71_15 : Carbon steel post-installed starter bars
|  |  | Ac_42_15_58 : Outdoor court sports |  |  | Pr_20_96_71_16 : Carbon steel tendons
|  |  | Ac_42_15_59 : Outdoor field sports |  |  | Pr_20_96_71_17 : Copper rod reinforcement
|  |  | Ac_42_15_90 : Track athletics |  |  | Pr_20_96_71_30 : Fibrous reinforcement
|  |  | Ac_42_40 : Indoor sports activities |  |  | Pr_20_96_71_33 : Glass fibre fleece reinforcement
|  |  | Ac_42_40_09 : Bouldering |  |  | Pr_20_96_71_34 : Glass fibre mesh reinforcement
|  |  | Ac_42_40_14 : Climbing wall activities |  |  | Pr_20_96_71_35 : Glass fibre reinforcement mats
|  |  | Ac_42_40_28 : Exercising |  |  | Pr_20_96_71_36 : Glass fibre reinforcement tendons
|  |  | Ac_42_40_37 : Gymnastics |  |  | Pr_20_96_71_51 : Mechanical reinforcement couplers
|  |  | Ac_42_40_79 : Snooker |  |  | Pr_20_96_71_52 : Meshwork joint reinforcement
|  |  | Ac_42_40_90 : Ten pin bowling |  |  | Pr_20_96_71_62 : Phosphor bronze rod reinforcement
|  |  | Ac_42_40_92 : Track cycling activities |  |  | Pr_20_96_71_64 : Polyester (PE) fibre fleece reinforcement
|  |  | Ac_42_55 : Outdoor sports activities |  |  | Pr_20_96_71_65 : Polypropylene (PP) fibre reinforcement
|  |  | Ac_42_55_01 : Archery |  |  | Pr_20_96_71_66 : Prefabricated continuity reinforcement strips
|  |  | Ac_42_55_07 : BMX cycling |  |  | Pr_20_96_71_67 : Prefabricated reinforcement
|  |  | Ac_42_55_08 : Bowling |  |  | Pr_20_96_71_83 : Stainless steel bed joint reinforcement
|  |  | Ac_42_55_18 : Cross-country cycling |  |  | Pr_20_96_71_84 : Stainless steel fabric reinforcement
|  |  | Ac_42_55_19 : Cross-country rallying |  |  | Pr_20_96_71_85 : Stainless steel plain bar reinforcement
|  |  | Ac_42_55_20 : Cross-country running |  |  | Pr_20_96_71_86 : Stainless steel ribbed bar reinforcement
|  |  | Ac_42_55_23 : Dog racing |  |  | Pr_20_96_71_87 : Stainless steel post-installed starter bars
|  |  | Ac_42_55_26 : Equestrian dressage |  |  | Pr_20_96_71_97 : Welded wire mesh reinforcement
|  |  | Ac_42_55_27 : Equestrian cross country eventing |  |  | Pr_20_96_96 : Wire fencing ancillary products
|  |  | Ac_42_55_28 : Equestrian show jumping |  |  | Pr_20_96_96_11 : Carbon steel fencing cleats
|  |  | Ac_42_55_30 : Fishing |  |  | Pr_20_96_96_12 : Carbon steel fencing droppers
|  |  | Ac_42_55_34 : Golfing |  |  | Pr_20_96_96_13 : Carbon steel fencing rings
|  |  | Ac_42_55_39 : Horse racing |  |  | Pr_20_96_96_14 : Carbon steel fencing strainers
|  |  | Ac_42_55_40 : Hunting |  |  | Pr_20_96_96_15 : Carbon steel fencing stretcher bars
|  |  | Ac_42_55_53 : Motor racing |  |  | Pr_20_96_96_16 : Carbon steel fencing wedges
|  |  | Ac_42_55_58 : Orienteering |  |  | Pr_20_96_96_17 : Carbon steel pre-formed fencing lashing rods
|  |  | Ac_42_55_60 : Parkour |  |  | Pr_20_96_96_72 : Rotating vane fence toppings
|  |  | Ac_42_55_70 : Recreational cycling |  |  | Pr_20_96_97 : Wires ropes twines and chains
|  |  | Ac_42_55_71 : Recreational walking |  |  | Pr_20_96_97_02 : Aluminium wires
|  |  | Ac_42_55_72 : Riding |  |  | Pr_20_96_97_11 : Carbon steel barbed tapes
|  |  | Ac_42_55_74 : Running |  |  | Pr_20_96_97_12 : Carbon steel barbed wires
|  |  | Ac_42_55_76 : Skateboarding |  |  | Pr_20_96_97_13 : Carbon steel chains
|  |  | Ac_42_55_82 : Speedway racing |  |  | Pr_20_96_97_14 : Carbon steel high tensile barbed wires
|  |  | Ac_42_80 : Sports ancillary activities |  |  | Pr_20_96_97_15 : Carbon steel high tensile line wires
|  |  | Ac_42_80_15 : Corporate and VIP spectating |  |  | Pr_20_96_97_16 : Carbon steel razor wires
|  |  | Ac_42_80_50 : Manager and coach seating |  |  | Pr_20_96_97_17 : Carbon steel spring wires
|  |  | Ac_42_80_65 : Press spectating |  |  | Pr_20_96_97_18 : Carbon steel wire ropes
|  |  | Ac_42_80_72 : Reserves seating |  |  | Pr_20_96_97_19 : Carbon steel wires
|  |  | Ac_42_85 : Swimming activities |  |  | Pr_20_96_97_21 : Copper alloy wires
|  |  | Ac_42_85_15 : Competition swimming |  |  | Pr_20_96_97_27 : Electric fence ropes
|  |  | Ac_42_85_22 : Diving |  |  | Pr_20_96_97_51 : Mixed fibre ropes
|  |  | Ac_42_85_71 : Recreational swimming |  |  | Pr_20_96_97_56 : Natural ropes
|  |  | Ac_42_85_92 : Underwater observation |  |  | Pr_20_96_97_57 : Natural threads
|  |  | Ac_42_85_94 : Water flumes |  |  | Pr_20_96_97_58 : Natural twines
|  |  | Ac_42_85_95 : Water polo |  |  | Pr_20_96_97_60 : Phosphor bronze wires
|  |  | Ac_42_85_97 : Wave riding |  |  | Pr_20_96_97_62 : Plastics chains
|  |  | Ac_42_85_98 : Whirlpool bath/ spa activities |  |  | Pr_20_96_97_63 : Plastics wires or lines
|  |  | Ac_42_90 : Water activities |  |  | Pr_20_96_97_73 : Shock-absorbing lanyards
|  |  | Ac_42_90_11 : Canoe slalom |  |  | Pr_20_96_97_74 : Stainless steel barbed tapes
|  |  | Ac_42_90_12 : Canoe sprint |  |  | Pr_20_96_97_75 : Stainless steel barbed wires
|  |  | Ac_42_90_50 : Motor boating |  |  | Pr_20_96_97_76 : Stainless steel chains
|  |  | Ac_42_90_73 : Rowing |  |  | Pr_20_96_97_77 : Stainless steel high tensile barbed wires
|  |  | Ac_42_90_75 : Sailing |  |  | Pr_20_96_97_78 : Stainless steel high tensile line wires
|  |  | Ac_42_90_97 : Water skiing |  |  | Pr_20_96_97_79 : Stainless steel razor wires
|  |  | Ac_42_90_98 : White water canoeing |  |  | Pr_20_96_97_80 : Stainless steel spring wires
|  |  | Ac_42_95 : Winter sports activities |  |  | Pr_20_96_97_81 : Stainless steel wire ropes
|  |  | Ac_42_95_02 : Alpine skiing |  |  | Pr_20_96_97_82 : Stainless steel wires
|  |  | Ac_42_95_08 : Bobsleighing |  |  | Pr_20_96_97_83 : Swimming pool flagged ropes
|  |  | Ac_42_95_19 : Cross-country skiing |  |  | Pr_20_96_97_84 : Swimming pool false start ropes
|  |  | Ac_42_95_20 : Curling |  |  | Pr_20_96_97_85 : Swimming pool lane ropes
|  |  | Ac_42_95_32 : Freestyle skiing |  |  | Pr_20_96_97_86 : Synthetic chains
|  |  | Ac_42_95_40 : Ice skating |  |  | Pr_20_96_97_87 : Synthetic ropes
|  |  | Ac_42_95_41 : Ice hockey |  |  | Pr_20_96_97_88 : Synthetic threads
|  |  | Ac_42_95_49 : Luge |  |  | Pr_20_96_97_89 : Synthetic twines
|  |  | Ac_42_95_76 : Short track speed skating |  |  | Pr_25 : Skin products
|  |  | Ac_42_95_77 : Skeleton sledding |  |  | Pr_25_30 : Fixed access products
|  |  | Ac_42_95_78 : Skiing |  |  | Pr_25_30_30 : Floor plates gratings and edgings
|  |  | Ac_42_95_79 : Ski jumping |  |  | Pr_25_30_30_01 : Aluminium cold formed planks
|  |  | Ac_42_95_80 : Snowboarding |  |  | Pr_25_30_30_02 : Aluminium duckboards
|  |  | Ac_42_95_83 : Speed skating |  |  | Pr_25_30_30_03 : Aluminium edging sections
|  |  | Ac_45 : Residential activities |  |  | Pr_25_30_30_04 : Aluminium expanded gratings
|  |  | Ac_45_10 : Residential activities |  |  | Pr_25_30_30_05 : Aluminium open bar metal gratings
|  |  | Ac_45_10_11 : Camping |  |  | Pr_25_30_30_06 : Aluminium solid metal plates
|  |  | Ac_45_10_12 : Caravanning |  |  | Pr_25_30_30_12 : Carbon steel cold formed planks
|  |  | Ac_45_10_14 : Communal socialising |  |  | Pr_25_30_30_14 : Carbon steel edging sections
|  |  | Ac_45_10_16 : Concierge services |  |  | Pr_25_30_30_16 : Carbon steel expanded gratings
|  |  | Ac_45_10_22 : Dining |  |  | Pr_25_30_30_18 : Carbon steel open bar metal gratings
|  |  | Ac_45_10_33 : Gardening |  |  | Pr_25_30_30_20 : Carbon steel solid metal plates
|  |  | Ac_45_10_79 : Sleeping |  |  | Pr_25_30_30_22 : Concrete planks
|  |  | Ac_45_10_87 : Studying |  |  | Pr_25_30_30_34 : Glass-reinforced plastics (GRP) moulded open mesh gratings
|  |  | Ac_45_10_93 : Utility activities |  |  | Pr_25_30_30_36 : Hardwood duckboards
|  |  | Ac_50 : Waste disposal activities |  |  | Pr_25_30_30_58 : Open bar glass-reinforced plastics (GRP) gratings
|  |  | Ac_55 : Piped supply activities |  |  | Pr_25_30_30_63 : Plastics perforated gratings
|  |  | Ac_60 : Heating, cooling and refrigeration activities |  |  | Pr_25_30_30_80 : Softwood duckboards
|  |  | Ac_65 : Ventilation and air conditioning activities |  |  | Pr_25_30_30_81 : Solid glass-reinforced plastics (GRP) plates
|  |  | Ac_70 : Electrical activities |  |  | Pr_25_30_30_82 : Stainless steel cold formed planks
|  |  | Ac_75 : Communications, security, safety and protection activities |  |  | Pr_25_30_30_83 : Stainless steel edging sections
|  |  | Ac_80 : Transport activities |  |  | Pr_25_30_30_84 : Stainless steel expanded gratings
|  |  | Ac_80_00 : Accommodation works activities |  |  | Pr_25_30_30_85 : Stainless steel open bar metal gratings
|  |  | Ac_80_05 : Aerospace ground activities |  |  | Pr_25_30_30_86 : Stainless steel solid metal plates
|  |  | Ac_80_05_02 : Aeroplane landing |  |  | Pr_25_30_36 : Handrails
|  |  | Ac_80_05_03 : Aeroplane take-off |  |  | Pr_25_30_36_03 : Aluminium handrails
|  |  | Ac_80_05_05 : Aircraft manoeuvring |  |  | Pr_25_30_36_11 : Carbon steel handrails
|  |  | Ac_80_05_06 : Aircraft manoeuvring buffering |  |  | Pr_25_30_36_50 : Manufactured stone handrails
|  |  | Ac_80_05_07 : Aircraft standing |  |  | Pr_25_30_36_63 : Plastics handrails
|  |  | Ac_80_05_08 : Aircraft storing |  |  | Pr_25_30_36_84 : Stainless steel handrails
|  |  | Ac_80_05_09 : Airport controlling |  |  | Pr_25_30_36_96 : Wood handrails
|  |  | Ac_80_05_33 : Glider landing |  |  | Pr_25_30_75 : Safety cages
|  |  | Ac_80_05_34 : Glider take-off |  |  | Pr_25_30_75_02 : Aluminium ladder safety cages
|  |  | Ac_80_05_36 : Hang gliding landing |  |  | Pr_25_30_75_15 : Carbon steel ladder safety cages
|  |  | Ac_80_05_37 : Hang gliding take-off |  |  | Pr_25_30_75_80 : Stainless steel ladder safety cages
|  |  | Ac_80_05_38 : Helicopter landing |  |  | Pr_25_30_85 : Stair and ladder units
|  |  | Ac_80_05_39 : Helicopter take-off |  |  | Pr_25_30_85_02 : Access ladders
|  |  | Ac_80_05_82 : Spacecraft landing |  |  | Pr_25_30_85_03 : Aluminium loft ladders
|  |  | Ac_80_05_84 : Spacecraft take-off |  |  | Pr_25_30_85_11 : Cat ladders
|  |  | Ac_80_10 : Loading and embarkation activities |  |  | Pr_25_30_85_16 : Curved internal staircases
|  |  | Ac_80_10_04 : Aircraft fuelling |  |  | Pr_25_30_85_22 : Drainage access chamber ladders
|  |  | Ac_80_10_06 : Baggage claiming |  |  | Pr_25_30_85_23 : Drainage access chamber steps
|  |  | Ac_80_10_07 : Baggage handling |  |  | Pr_25_30_85_36 : Hardwood loft ladders
|  |  | Ac_80_10_08 : Baggage loading |  |  | Pr_25_30_85_48 : Lift pit ladders
|  |  | Ac_80_10_12 : Cargo handling |  |  | Pr_25_30_85_64 : Pool ladders
|  |  | Ac_80_10_13 : Cargo loading |  |  | Pr_25_30_85_65 : Pool stepladders
|  |  | Ac_80_10_20 : Customs controlling |  |  | Pr_25_30_85_73 : Roll-up ladders
|  |  | Ac_80_10_60 : Passenger arriving |  |  | Pr_25_30_85_79 : Sliding ladders
|  |  | Ac_80_10_61 : Passenger departing |  |  | Pr_25_30_85_84 : Spiral internal staircases
|  |  | Ac_80_10_62 : Passenger disembarking |  |  | Pr_25_30_85_85 : Step-over ladders
|  |  | Ac_80_10_63 : Passenger embarking |  |  | Pr_25_30_85_86 : Straight internal staircases
|  |  | Ac_80_10_64 : Passenger gathering |  |  | Pr_25_30_85_90 : Travelling ladders
|  |  | Ac_80_10_65 : Passport controlling |  |  | Pr_25_30_86 : Surface level traffic control products
|  |  | Ac_80_10_86 : Ticketing |  |  | Pr_25_30_86_03 : Aluminium alloy vehicle flow plates
|  |  | Ac_80_15 : Aerospace maintenance activities |  |  | Pr_25_30_86_04 : Aluminium alloy vehicle stops
|  |  | Ac_80_15_01 : Aircraft cleaning |  |  | Pr_25_30_86_11 : Carbon steel vehicle flow plates
|  |  | Ac_80_15_02 : Aircraft maintaining |  |  | Pr_25_30_86_12 : Carbon steel vehicle stops
|  |  | Ac_80_15_04 : Aircraft repairing |  |  | Pr_25_30_86_15 : Concrete demarcation units
|  |  | Ac_80_15_79 : Spacecraft cleaning |  |  | Pr_25_30_86_60 : Pavement extenders
|  |  | Ac_80_15_80 : Spacecraft maintaining |  |  | Pr_25_30_86_72 : Rising kerbs
|  |  | Ac_80_15_81 : Spacecraft preparing |  |  | Pr_25_30_86_73 : Rising ramp vehicle barriers
|  |  | Ac_80_15_82 : Spacecraft repairing |  |  | Pr_25_30_86_74 : Rising spike vehicle stops
|  |  | Ac_80_20 : Cable way activities |  |  | Pr_25_30_86_75 : Rubber vehicle stops
|  |  | Ac_80_20_13 : Cableway travelling |  |  | Pr_25_30_86_83 : Speed restriction ramps
|  |  | Ac_80_30 : Cable transport storage and maintenance activities |  |  | Pr_25_30_86_88 : Timber vehicle stops
|  |  | Ac_80_30_34 : Gondola repair and cleaning |  |  | Pr_25_30_86_90 : Traffic calming speed cushions
|  |  | Ac_80_30_35 : Gondola storing |  |  | Pr_25_30_86_91 : Traffic islands
|  |  | Ac_80_35 : Highway activities |  |  | Pr_25_30_90 : Treads and landing units
|  |  | Ac_80_35_08 : Bus manoeuvring |  |  | Pr_25_30_90_10 : Carbon steel stair treads
|  |  | Ac_80_35_12 : Car manoeuvring |  |  | Pr_25_30_90_11 : Concrete glazed stair treads
|  |  | Ac_80_35_16 : Carriageway separating |  |  | Pr_25_30_90_12 : Concrete glazed stair landing panels
|  |  | Ac_80_35_24 : Driving |  |  | Pr_25_30_90_13 : Concrete helical stair flight units
|  |  | Ac_80_35_46 : Laying-by and passing |  |  | Pr_25_30_90_14 : Concrete spiral stair flight units
|  |  | Ac_80_35_63 : Pedestrian crossing |  |  | Pr_25_30_90_15 : Concrete stair flight and landing units
|  |  | Ac_80_35_64 : Pedestrian standing |  |  | Pr_25_30_90_16 : Concrete stair flight units
|  |  | Ac_80_35_70 : Railway crossing |  |  | Pr_25_30_90_17 : Concrete stair landing units
|  |  | Ac_80_35_73 : Road buffering |  |  | Pr_25_30_90_18 : Concrete step units
|  |  | Ac_80_35_90 : Truck manoeuvring |  |  | Pr_25_30_90_33 : Glass stair treads
|  |  | Ac_80_35_94 : Bridge function |  |  | Pr_25_30_90_36 : Hardwood stair treads
|  |  | Ac_80_35_94_60 : Passing over a bridge |  |  | Pr_25_30_90_63 : Plastics stair treads
|  |  | Ac_80_35_94_90 : Passing under a bridge |  |  | Pr_25_30_90_81 : Softwood stair treads
|  |  | Ac_80_45 : Highway storage and maintenance activities |  |  | Pr_25_30_90_83 : Stainless steel stair treads
|  |  | Ac_80_45_09 : Bus standing |  |  | Pr_25_30_90_84 : Stone stair treads
|  |  | Ac_80_45_13 : Car parking - indoor |  |  | Pr_25_30_90_85 : Stone step units
|  |  | Ac_80_45_14 : Car parking - outdoor |  |  | Pr_25_31 : Formless skin products
|  |  | Ac_80_45_91 : Truck standing |  |  | Pr_25_31_28 : Expanding foams
|  |  | Ac_80_45_94 : Vehicle fuelling and charging |  |  | Pr_25_31_28_63 : Phenolic foam insulation
|  |  | Ac_80_45_95 : Vehicle inspecting |  |  | Pr_25_31_28_65 : Polyisocyanurate (PIR) foam insulation
|  |  | Ac_80_45_96 : Vehicle servicing |  |  | Pr_25_31_28_66 : Polyurethane (PUR) injected foam insulation
|  |  | Ac_80_50 : Railway activities |  |  | Pr_25_31_28_67 : Polyurethane (PUR) foam insulation
|  |  | Ac_80_50_50 : Marshalling |  |  | Pr_25_31_28_93 : Urea-formaldehyde foam (UFF) insulation
|  |  | Ac_80_50_70 : Rail over passing |  |  | Pr_25_31_28_94 : Vermin and insect-proof expanding foams
|  |  | Ac_80_50_71 : Rail signal controlling |  |  | Pr_25_31_48 : Loose insulation
|  |  | Ac_80_50_73 : Railway track buffering |  |  | Pr_25_31_48_12 : Cellulose fibre loose insulation
|  |  | Ac_80_50_75 : Railway travel |  |  | Pr_25_31_48_27 : Expanded cork loose insulation
|  |  | Ac_80_50_76 : Rail under passing |  |  | Pr_25_31_48_28 : Expanded polystyrene (EPS) bead insulation
|  |  | Ac_80_50_90 : Train stopping |  |  | Pr_25_31_48_34 : Granular mineral wool insulation
|  |  | Ac_80_60 : Rail storage and maintenance activities |  |  | Pr_25_31_48_61 : Perlite loose insulation
|  |  | Ac_80_60_11 : Carriage cleaning |  |  | Pr_25_31_48_66 : Polyurethane (PUR) foam chip insulation
|  |  | Ac_80_60_26 : Engine fuelling |  |  | Pr_25_31_48_71 : Recycled paper loose insulation
|  |  | Ac_80_60_27 : Engine inspecting |  |  | Pr_25_31_48_76 : Sea grass loose insulation
|  |  | Ac_80_60_28 : Engine servicing |  |  | Pr_25_31_48_94 : Vermiculite loose insulation
|  |  | Ac_80_60_29 : Engine washing |  |  | Pr_25_57 : Non-rigid sheet mat and strip skin products
|  |  | Ac_80_60_70 : Rail repairing |  |  | Pr_25_57_06 : Batt and quilt products
|  |  | Ac_80_70 : Marine way and waterway activities |  |  | Pr_25_57_06_02 : Aerogel blanket insulation
|  |  | Ac_80_70_11 : Canal level changing |  |  | Pr_25_57_06_15 : Cotton fibre batt insulation
|  |  | Ac_80_70_12 : Canal travelling |  |  | Pr_25_57_06_28 : Felt backing insulation
|  |  | Ac_80_70_37 : Harbour level changing |  |  | Pr_25_57_06_30 : Flexible glass wool mat insulation
|  |  | Ac_85 : Operation and maintenance activities |  |  | Pr_25_57_06_31 : Flexible rock wool mat insulation
|  |  | Ac_85_10 : Barrier and fence maintenance activities |  |  | Pr_25_57_06_32 : Formed recycled paper insulation
|  |  | Ac_85_10_06 : Barrier maintenance |  |  | Pr_25_57_06_34 : Glass fibre insulation
|  |  | Ac_85_10_30 : Fencing maintenance |  |  | Pr_25_57_06_37 : Hemp fibre insulation
|  |  | Ac_85_10_45 : Kerbs and channels maintenance |  |  | Pr_25_57_06_47 : Lift car protective quilts
|  |  | Ac_85_10_95 : Vehicle restraint systems maintenance |  |  | Pr_25_57_06_50 : Mineral fibre slab insulation
|  |  | Ac_85_30 : Flora maintenance activities |  |  | Pr_25_57_06_51 : Mineral wool fibre insulation
|  |  | Ac_85_30_01 : Amenity grass maintenance |  |  | Pr_25_57_06_52 : Mineral wool flexible insulation
|  |  | Ac_85_30_02 : Amenity planting maintenance |  |  | Pr_25_57_06_53 : Mineral wool insulation
|  |  | Ac_85_30_04 : Aquatic and wetland planting maintenance |  |  | Pr_25_57_06_54 : Mineral wool resilient layer sound insulation
|  |  | Ac_85_30_28 : External container planting maintenance |  |  | Pr_25_57_06_55 : Mineral wool resilient strip sound insulation
|  |  | Ac_85_30_30 : Forestry maintenance |  |  | Pr_25_57_06_56 : Mineral wool slab insulation
|  |  | Ac_85_30_37 : Hedgerow maintenance |  |  | Pr_25_57_06_57 : Multifoil blanket insulation
|  |  | Ac_85_30_40 : Internal container planting maintenance |  |  | Pr_25_57_06_71 : Resilient layer insulation
|  |  | Ac_85_30_47 : Living roof maintenance |  |  | Pr_25_57_06_76 : Sheep wool insulation
|  |  | Ac_85_30_50 : Meadow grass maintenance |  |  | Pr_25_57_06_94 : Vacuum insulated panels
|  |  | Ac_85_30_80 : Sports turf maintenance |  |  | Pr_25_57_06_97 : Wood fibre batt insulation
|  |  | Ac_85_30_95 : Vegetation control maintenance |  |  | Pr_25_57_08 : Bitumen-based membranes sheets and fabrics
|  |  | Ac_85_50 : Marine maintenance activities |  |  | Pr_25_57_08_08 : Bitumen sheets
|  |  | Ac_85_50_24 : Dredging |  |  | Pr_25_57_08_09 : Bitumen sheet root barriers
|  |  | Ac_85_60 : Paving maintenance activities |  |  | Pr_25_57_08_50 : Modified acrylic fabric
|  |  | Ac_85_60_02 : Asphalt paving maintenance |  |  | Pr_25_57_08_58 : Pitch polymer membranes
|  |  | Ac_85_60_04 : Asphalt sports paving maintenance |  |  | Pr_25_57_08_70 : Reinforced bitumen membrane underlayer
|  |  | Ac_85_60_10 : Bound aggregate paving maintenance |  |  | Pr_25_57_08_71 : Reinforced bitumen membrane perforated underlays
|  |  | Ac_85_60_50 : Mat and sheet paving maintenance |  |  | Pr_25_57_08_72 : Reinforced bitumen membrane underlay
|  |  | Ac_85_60_80 : Sport or play paving maintenance |  |  | Pr_25_57_08_73 : Reinforced bitumen membrane slip planes
|  |  | Ac_85_60_82 : Sports or play unbound paving maintenance |  |  | Pr_25_57_08_74 : Reinforced bitumen membrane vapour control layer
|  |  | Ac_85_60_92 : Unbound paving maintenance |  |  | Pr_25_57_08_75 : Reinforced bitumen roofing sheets
|  |  | Ac_85_60_93 : Unit paving maintenance |  |  | Pr_25_57_08_76 : Reinforced membrane capsheets
|  |  | Ac_85_65 : Plant and controls operating |  |  | Pr_25_57_08_80 : Self adhesive bitumen sheets
|  |  | Ac_85_65_08 : Boiler operating |  |  | Pr_25_57_08_82 : Sheathing felt
|  |  | Ac_85_65_15 : Controlling |  |  | Pr_25_57_21 : Damp-proof courses and cavity trays
|  |  | Ac_85_65_26 : Electrical switching |  |  | Pr_25_57_21_06 : Bitumen-based damp-proof courses and cavity trays
|  |  | Ac_85_65_27 : Equipment operating |  |  | Pr_25_57_21_08 : Bitumen polymer damp-proof courses and cavity trays
|  |  | Ac_85_65_32 : Furnace operating |  |  | Pr_25_57_21_12 : Cavity closer and damp-proof course supports
|  |  | Ac_85_65_42 : Incinerating |  |  | Pr_25_57_21_13 : Clay brick damp-proof courses
|  |  | Ac_85_65_48 : Lift machine operating |  |  | Pr_25_57_21_14 : Cold-applied roofing membrane adhesive damp-proof course joint sealers
|  |  | Ac_85_65_64 : Plant operating |  |  | Pr_25_57_21_16 : Coping or capping damp-proof courses
|  |  | Ac_85_65_77 : Server operating |  |  | Pr_25_57_21_18 : Copper damp-proof courses and cavity trays
|  |  | Ac_85_65_90 : Transformer operating |  |  | Pr_25_57_21_27 : Ethylene propylene (EP) damp-proof courses and cavity trays
|  |  | Ac_85_70 : Retrospective application activities |  |  | Pr_25_57_21_33 : Gas resistant preformed cavity trays
|  |  | Ac_85_70_40 : Insulating and waterproofing retrofitted living roofs |  |  | Pr_25_57_21_34 : Gas resistant preformed cavity trays and cloaks
|  |  | Ac_85_70_70 : Retrospective applying of fire retardant treatment |  |  | Pr_25_57_21_35 : Gas-resistant damp-proof courses
|  |  | Ac_85_70_75 : Retrospective applying of preservative treatment |  |  | Pr_25_57_21_36 : Granite damp-proof courses
|  |  | Ac_90 : Circulation and plant activities |  |  | Pr_25_57_21_42 : Insertion cavity trays
|  |  | Ac_90_10 : Circulation activities |  |  | Pr_25_57_21_43 : Insulated damp proof courses
|  |  | Ac_90_10_02 : Air blocking |  |  | Pr_25_57_21_48 : Lead damp-proof courses and cavity trays
|  |  | Ac_90_10_14 : Circulating between rooms |  |  | Pr_25_57_21_50 : Mastic asphalt (MA) damp-proof courses
|  |  | Ac_90_10_16 : Covered walking |  |  | Pr_25_57_21_61 : Pitch polymer damp-proof courses and cavity trays
|  |  | Ac_90_10_24 : Dropping-off and collecting |  |  | Pr_25_57_21_63 : Polyethylene (PE) damp-proof courses and cavity trays
|  |  | Ac_90_10_27 : Entering and exiting |  |  | Pr_25_57_21_64 : Polypropylene (PP) damp-proof courses and cavity trays
|  |  | Ac_90_10_34 : Goods conveying |  |  | Pr_25_57_21_65 : Polymeric damp proof courses
|  |  | Ac_90_10_49 : Lift stopping and calling |  |  | Pr_25_57_21_66 : Preformed cavity trays
|  |  | Ac_90_10_50 : Lift travelling |  |  | Pr_25_57_21_67 : Preformed cavity trays and cloaks
|  |  | Ac_90_10_77 : Sheltering |  |  | Pr_25_57_21_68 : Preformed damp-proof courses
|  |  | Ac_90_10_78 : Shoppers moving and circulation |  |  | Pr_25_57_21_72 : Rising damp remedial units
|  |  | Ac_90_10_93 : Uncovered walking |  |  | Pr_25_57_21_80 : Slate damp-proof courses
|  |  | Ac_90_10_96 : Wheelchair travelling |  |  | Pr_25_57_51 : Membranes liners flexible sheets and fabrics
|  |  | Ac_90_20 : Common activities |  |  | Pr_25_57_51_03 : Aramid tensile fabrics
|  |  | Ac_90_20_13 : Changing |  |  | Pr_25_57_51_09 : Building papers
|  |  | Ac_90_20_69 : Queuing |  |  | Pr_25_57_51_11 : Carborundum slip resistant paper
|  |  | Ac_90_20_82 : Spectator seating |  |  | Pr_25_57_51_12 : Cellulose fibre breather membranes
|  |  | Ac_90_20_83 : Spectator standing |  |  | Pr_25_57_51_15 : Cotton canvas tensile fabrics
|  |  | Ac_90_20_96 : Waiting |  |  | Pr_25_57_51_29 : Fabrics for tensile applications
|  |  | Ac_90_50 : Storing activities |  |  | Pr_25_57_51_30 : Flexible pond liners
|  |  | Ac_90_50_02 : Aircraft storing |  |  | Pr_25_57_51_33 : Glass fibre fleeces
|  |  | Ac_90_50_04 : Arms storing |  |  | Pr_25_57_51_34 : Glass fibre tensile fabrics
|  |  | Ac_90_50_06 : Baggage storing |  |  | Pr_25_57_51_35 : Glass-reinforced plastics (GRP) sheet liners
|  |  | Ac_90_50_07 : Beer storing |  |  | Pr_25_57_51_37 : High-density polyethylene (PE-HD) vapour barriers
|  |  | Ac_90_50_09 : Blood storing |  |  | Pr_25_57_51_42 : Integrated flexible photovoltaic (PV) module membranes
|  |  | Ac_90_50_10 : Boat storing |  |  | Pr_25_57_51_48 : Low-density polyethylene (PE-LD) vapour barriers
|  |  | Ac_90_50_11 : Cargo storing |  |  | Pr_25_57_51_52 : Metallized plastics window films
|  |  | Ac_90_50_13 : Chemicals storing |  |  | Pr_25_57_51_58 : Pitch polymer membranes
|  |  | Ac_90_50_14 : Clothes storing |  |  | Pr_25_57_51_60 : Plastics window films
|  |  | Ac_90_50_15 : Cold storing |  |  | Pr_25_57_51_61 : Plastics preformed liners
|  |  | Ac_90_50_24 : Dry waste storing |  |  | Pr_25_57_51_62 : Plastics sheets
|  |  | Ac_90_50_25 : Evidence storing |  |  | Pr_25_57_51_63 : Polyvinyl chloride (unplasticized) (PVC-U) sheet
|  |  | Ac_90_50_26 : Explosives storing |  |  | Pr_25_57_51_64 : Polyester (PET) tensile fabrics
|  |  | Ac_90_50_28 : Feed storing |  |  | Pr_25_57_51_65 : Polyethylene (PE) sheets
|  |  | Ac_90_50_29 : Flammable chemicals storing |  |  | Pr_25_57_51_66 : Polymeric membrane walkways
|  |  | Ac_90_50_30 : Food storing |  |  | Pr_25_57_51_67 : Polypropylene (PP) breather membranes
|  |  | Ac_90_50_32 : Fuel storing |  |  | Pr_25_57_51_69 : Polytetrafluoroethylene (PTFE) tensile fabrics
|  |  | Ac_90_50_34 : Gas storing |  |  | Pr_25_57_51_71 : Reinforced bitumen membrane perforated underlays
|  |  | Ac_90_50_35 : General storing |  |  | Pr_25_57_51_79 : Slip-resistant sheets and strips
|  |  | Ac_90_50_36 : Glider storing |  |  | Pr_25_57_51_81 : Solar glass weave tensile fabric
|  |  | Ac_90_50_37 : Goods storing |  |  | Pr_25_57_51_84 : Stretch fabric membranes
|  |  | Ac_90_50_39 : Grain storing |  |  | Pr_25_57_51_85 : Suspended fabric panels
|  |  | Ac_90_50_41 : Hang glider storing |  |  | Pr_25_57_51_94 : Vapour permeable sheets
|  |  | Ac_90_50_42 : Hazardous waste storing |  |  | Pr_25_57_56 : Netting and non-reinforcement mesh
|  |  | Ac_90_50_44 : Helicoptor storing |  |  | Pr_25_57_56_07 : Bird deterrent nets
|  |  | Ac_90_50_47 : Left luggage storing |  |  | Pr_25_57_56_14 : Cleft chestnut palisade rolls
|  |  | Ac_90_50_52 : Medical records storing |  |  | Pr_25_57_56_15 : Continuous chain link metal mesh
|  |  | Ac_90_50_53 : Mineral storing |  |  | Pr_25_57_56_16 : Coarse woven plastics mesh
|  |  | Ac_90_50_58 : Oil storing |  |  | Pr_25_57_56_27 : Expanded metal mesh
|  |  | Ac_90_50_59 : Outdoor storing |  |  | Pr_25_57_56_28 : Extruded plastics mesh
|  |  | Ac_90_50_65 : Pharmacy storing |  |  | Pr_25_57_56_29 : Fine woven plastics mesh
|  |  | Ac_90_50_70 : Raw materials storing |  |  | Pr_25_57_56_34 : Glass fibre mesh
|  |  | Ac_90_50_75 : Scientific equipment storing |  |  | Pr_25_57_56_52 : Metallic nets
|  |  | Ac_90_50_77 : Secure storing |  |  | Pr_25_57_56_56 : Natural nets
|  |  | Ac_90_50_80 : Solid fuel storing |  |  | Pr_25_57_56_61 : Perforated metal mesh
|  |  | Ac_90_50_84 : Storage of human remains |  |  | Pr_25_57_56_64 : Plastics nets
|  |  | Ac_90_50_91 : Vehicle storing |  |  | Pr_25_57_56_85 : Spun-bonded plastics mesh
|  |  | Ac_90_50_92 : Walk-in clothes storing |  |  | Pr_25_57_56_95 : Welded metal mesh
|  |  | Ac_90_50_93 : Waste gas storing |  |  | Pr_25_57_56_96 : Wire netting
|  |  | Ac_90_50_94 : Waste liquids storing |  |  | Pr_25_57_56_97 : Woven metal mesh
|  |  | Ac_90_50_95 : Waste solids storing |  |  | Pr_25_57_61 : Plant-fibre based membranes liners flexible sheet and fabrics
|  |  | Ac_90_50_96 : Water storing |  |  | Pr_25_57_61_02 : Acrylonitrile butadiene styrene (ABS) studded membranes
|  |  | Ac_90_50_97 : Wet waste storing |  |  | Pr_25_57_61_11 : Capillary fleece
|  |  | Ac_90_50_98 : Wine storing |  |  | Pr_25_57_61_36 : High-density polyethylene (PE-HD) studded sheets
Pr_25_57_61_59 : Plant and natural fibre linings
Pr_25_57_61_60 : Polyamide plastics sheets
Pr_25_57_61_61 : Polyester fabric (coated)
Pr_25_57_61_62 : Polyester fibre fleece
Pr_25_57_61_63 : Polyester tensile fabric
Pr_25_57_61_64 : Polyethylene breather membranes
Pr_25_57_61_65 : Polyethylene composite gas retardant sheets
Pr_25_57_61_66 : Polyethylene sheets
Pr_25_57_61_67 : Polyethylene sheet root barriers
Pr_25_57_61_68 : Polyolefin breather membranes
Pr_25_57_61_69 : Polypropylene (PP) studded sheets
Pr_25_57_61_71 : Root barrier membrane
Pr_25_57_61_73 : Rubber studded membranes (ABS)
Pr_25_57_61_74 : Rubber studded sheets
Pr_25_57_63 : Polymeric roofing membranes
Pr_25_57_63_28 : Expanded polytetrafluoroethylene (ePTFE) tensile fabric
Pr_25_57_63_62 : Polymeric membranes
Pr_25_57_63_63 : Polypropylene breather membranes
Pr_25_57_63_64 : Polypropylene studded sheets
Pr_25_57_63_65 : Polytetrafluoroethylene (PTFE) fabric (uncoated)
Pr_25_57_63_66 : Polytetrafluoroethylene (PTFE) tensile fabrics
Pr_25_71 : Rigid board panel and sheet products
Pr_25_71_14 : Cladding and lining panels (Lightweight cladding and roofing panels)
Pr_25_71_14_01 : Aggregate-faced glass reinforced plastics (GRP) panels
Pr_25_71_14_02 : Aluminium cassette panels
Pr_25_71_14_05 : Aluminium composite material (ACM) panels
Pr_25_71_14_06 : Aluminium composite panels
Pr_25_71_14_07 : Aluminium external panels
Pr_25_71_14_08 : Aluminium infill panels
Pr_25_71_14_09 : Aluminium internal panels
Pr_25_71_14_11 : Carbon steel composite panels
Pr_25_71_14_12 : Carbon steel external panels
Pr_25_71_14_13 : Carbon steel infill panels
Pr_25_71_14_14 : Carbon steel internal panels
Pr_25_71_14_15 : Ceramic panels
Pr_25_71_14_16 : Column casings
Pr_25_71_14_18 : Composite and recycled plastics sheets
Pr_25_71_14_19 : Composite stone panels
Pr_25_71_14_20 : Compressed rock fibre panels
Pr_25_71_14_30 : Fibre cement panels
Pr_25_71_14_31 : Fireproof casings
Pr_25_71_14_34 : Glass reinforced plastics (GRP) panels
Pr_25_71_14_56 : Natural stone panels
Pr_25_71_14_62 : Plastics sheet wall claddings
Pr_25_71_14_65 : Pre-weathered zinc cassette panels
Pr_25_71_14_82 : Stainless steel cassette panels
Pr_25_71_14_83 : Stainless steel composite panels
Pr_25_71_14_84 : Stainless steel external panels
Pr_25_71_14_85 : Stainless steel infill panels
Pr_25_71_14_86 : Stainless steel internal panels
Pr_25_71_14_88 : Terracotta panels
Pr_25_71_14_98 : Wood fibre-reinforced thermosetting resin external panels
Pr_25_71_29 : Falsework and formwork
Pr_25_71_29_04 : Architectural finish permanent formwork linings
Pr_25_71_29_11 : Carbon steel permanent joint formers
Pr_25_71_29_14 : Collapsible (wet) board substructure formwork
Pr_25_71_29_15 : Collapsible board substructure formwork
Pr_25_71_29_16 : Compressible board substructure formwork
Pr_25_71_29_17 : Concrete permanent side forms
Pr_25_71_29_28 : Expanded carbon steel mesh formwork
Pr_25_71_29_37 : High density expanded polystyrene (HDPS) ventilated substructure formwork
Pr_25_71_29_56 : Non-critical permanent formwork
Pr_25_71_29_62 : Permanent insulation formwork (PIF)
Pr_25_71_29_64 : Permanent timber formwork
Pr_25_71_29_72 : Ribbed carbon steel mesh formwork
Pr_25_71_29_76 : Scaffolding and accessories
Pr_25_71_29_86 : Suspended in situ concrete construction permanent insulation formwork (PIF)
Pr_25_71_29_88 : Timber scaffold boards
Pr_25_71_33 : Glass and glazing sheets and profiles
Pr_25_71_33_02 : Annealed glass sheets
Pr_25_71_33_16 : Corrugated wired glass sheets
Pr_25_71_33_33 : Glass beams
Pr_25_71_33_34 : Glass fins
Pr_25_71_33_35 : Glass panels
Pr_25_71_33_37 : Heat strengthened glass sheets
Pr_25_71_33_42 : Insulated glass units (IGUs)
Pr_25_71_33_46 : Laminated glass sheets
Pr_25_71_33_47 : Lead and X-ray glass sheets
Pr_25_71_33_65 : Plastics glazing sheets
Pr_25_71_33_77 : Sealed insulated glass units
Pr_25_71_33_84 : Stained glass sheets
Pr_25_71_33_88 : Thermally toughened glass sheets
Pr_25_71_33_92 : U-profiled glass channels
Pr_25_71_33_97 : Wired glass sheets
Pr_25_71_42 : Infill panels
Pr_25_71_42_12 : Cement-bonded wood-wool infill panels
Pr_25_71_42_52 : Metal tray infill panels
Pr_25_71_42_54 : Mineral fibre infill panels
Pr_25_71_42_59 : Open-cell infill panels
Pr_25_71_42_60 : Panel diffuser infill panels
Pr_25_71_42_63 : Plastics-faced gypsum plasterboard infill panels
Pr_25_71_42_70 : Raised access floor panels
Pr_25_71_42_71 : Raised access floor panels with finish
Pr_25_71_42_72 : Resin-bonded mineral wool infill panels
Pr_25_71_42_73 : Rigid urethane foam infill panels
Pr_25_71_42_94 : Veneered wood-composite infill panels
Pr_25_71_43 : Interior linings
Pr_25_71_43_33 : Glass-reinforced plastics (GRP) ceilings
Pr_25_71_43_34 : Glass-reinforced plastics (GRP) linings
Pr_25_71_43_62 : Plastics linings
Pr_25_71_44 : Joint fillers
Pr_25_71_44_06 : Bitumen-impregnated softboard joint fillers
Pr_25_71_44_08 : Bitumen rubber expansion joint fillers
Pr_25_71_44_15 : Cork board joint fillers
Pr_25_71_44_28 : Extruded polyethylene (PE) foam joint fillers
Pr_25_71_44_53 : Mineral fibre joint fillers
Pr_25_71_50 : Metal panels
Pr_25_71_50_02 : Aluminium expanded mesh panels
Pr_25_71_50_03 : Aluminium vertical bar panels
Pr_25_71_50_04 : Aluminium sheet panels
Pr_25_71_50_06 : Base boards
Pr_25_71_50_12 : Carbon steel expanded mesh panels
Pr_25_71_50_13 : Carbon steel framed vertical bar and rail panels
Pr_25_71_50_14 : Carbon steel framed vertical bar panels
Pr_25_71_50_15 : Carbon steel framed vertical section panels
Pr_25_71_50_16 : Carbon steel palisade fence panels
Pr_25_71_50_17 : Carbon steel sheet
Pr_25_71_50_18 : Carbon steel vertical section and rail panels
Pr_25_71_50_19 : Carbon steel welded mesh panels
Pr_25_71_50_20 : Cast iron vertical bar and rail panels
Pr_25_71_50_21 : Composite fence panels
Pr_25_71_50_22 : Composite panels
Pr_25_71_50_23 : Composite wildlife panels
Pr_25_71_50_24 : Decorative metal panels
Pr_25_71_50_39 : Hurdles
Pr_25_71_50_51 : Mesh panels
Pr_25_71_50_60 : Palisade panel
Pr_25_71_50_61 : Panels with vertical infill
Pr_25_71_50_79 : Sheet panels
Pr_25_71_50_80 : Stainless steel expanded mesh panels
Pr_25_71_50_81 : Stainless steel vertical bar panels
Pr_25_71_50_82 : Stainless steel vertical bar and rail panels
Pr_25_71_50_83 : Stainless steel sheet panels
Pr_25_71_50_84 : Stainless steel welded mesh panels
Pr_25_71_50_95 : Welded steel hurdles
Pr_25_71_50_96 : Wrought iron decorative panels
Pr_25_71_50_97 : Wrought iron vertical bar panels
Pr_25_71_50_98 : Wrought iron vertical bar and rail panels
Pr_25_71_51 : Metal sheets and strips
Pr_25_71_51_01 : Aluminium sheets strips and plates
Pr_25_71_51_02 : Aluminium long strips
Pr_25_71_51_03 : Aluminium profiled sheets
Pr_25_71_51_04 : Aluminium profiled sheet decking
Pr_25_71_51_05 : Aluminium sheets
Pr_25_71_51_06 : Aluminium traditional sheets
Pr_25_71_51_11 : Carbon steel linings
Pr_25_71_51_12 : Carbon steel pressed panels
Pr_25_71_51_14 : Carbon steel sheet walkway reinforcement
Pr_25_71_51_15 : Carbon steel sheets
Pr_25_71_51_16 : Copper long strips
Pr_25_71_51_17 : Copper traditional sheets
Pr_25_71_51_33 : Galvanized carbon steel profiled sheets
Pr_25_71_51_38 : Hollow-core metal sheets
Pr_25_71_51_46 : Lead machine cast sheets
Pr_25_71_51_47 : Lead rolled sheets
Pr_25_71_51_52 : Metal profiled sheets
Pr_25_71_51_82 : Stainless steel sheets strips and plates for construction
Pr_25_71_51_83 : Stainless steel sheets strips and plates for general purpose
Pr_25_71_51_84 : Stainless steel long strips and sheets
Pr_25_71_51_85 : Stainless steel profiled sheets
Pr_25_71_51_86 : Stainless steel sheets
Pr_25_71_51_87 : Stainless steel traditional sheets
Pr_25_71_51_88 : Steel plate sheet and strip
Pr_25_71_51_89 : Steel profiled sheet
Pr_25_71_51_97 : Zinc traditional sheets
Pr_25_71_51_98 : Zinc soft temper alloy strips
Pr_25_71_51_99 : Zinc standard temper alloy strips
Pr_25_71_52 : Mineral-based boards and sheets
Pr_25_71_52_11 : Carbon-neutral gypsum plasterboards
Pr_25_71_52_12 : Carbon steel-faced plasterboard panels
Pr_25_71_52_13 : Cellular glass insulation boards
Pr_25_71_52_15 : Compressed mineral wool fire protection boards
Pr_25_71_52_17 : Compressed vermiculite fire protection boards
Pr_25_71_52_21 : Enhanced-strength gypsum plasterboards
Pr_25_71_52_22 : Expanded perlite boards
Pr_25_71_52_23 : Fibre-reinforced calcium silicate boards
Pr_25_71_52_24 : Fibre-reinforced calcium silicate fire protection boards
Pr_25_71_52_25 : Fibre-reinforced cement boards
Pr_25_71_52_26 : Fibre-reinforced cement profiled sheets
Pr_25_71_52_27 : Fibre-reinforced cement sheets
Pr_25_71_52_28 : Fibre-reinforced cement weatherboards
Pr_25_71_52_29 : Fibre-reinforced gypsum boards
Pr_25_71_52_30 : Fibre-reinforced gypsum floor boards
Pr_25_71_52_31 : Fibre-reinforced magnesium silicate boards
Pr_25_71_52_32 : Filled fibre-reinforced calcium silicate fire protection boards
Pr_25_71_52_33 : Fire-resistant gypsum plasterboards
Pr_25_71_52_34 : Gypsum baseboards
Pr_25_71_52_35 : Gypsum core boards
Pr_25_71_52_36 : Gypsum planks
Pr_25_71_52_37 : Gypsum plasterboards type A
Pr_25_71_52_38 : Gypsum plasterboards type D
Pr_25_71_52_39 : Gypsum plasterboard with combined properties
Pr_25_71_52_40 : Gypsum sheathing plasterboards
Pr_25_71_52_41 : Impact-resistant gypsum plasterboards
Pr_25_71_52_47 : Linoleum composite laminate strips and boards
Pr_25_71_52_50 : Magnesium oxide board
Pr_25_71_52_52 : Moisture-resistant gypsum plasterboards
Pr_25_71_52_63 : Plasterboard panels
Pr_25_71_52_80 : Sound insulation gypsum plasterboards
Pr_25_71_52_88 : Thermal laminate gypsum plasterboards
Pr_25_71_52_94 : Vapour check gypsum plasterboards
Pr_25_71_52_95 : Vermiculite-silicate fire protection boards
Pr_25_71_52_99 : X-ray resistant gypsum plasterboards
Pr_25_71_53 : Mirrors
Pr_25_71_53_06 : Bathroom mirrors
Pr_25_71_53_30 : Framed glass mirrors
Pr_25_71_53_31 : Framed metal mirrors
Pr_25_71_53_32 : Framed plastics mirrors
Pr_25_71_53_46 : Large mirrors
Pr_25_71_53_70 : Rail mirrors
Pr_25_71_53_73 : Road mirrors
Pr_25_71_53_82 : Small mirrors
Pr_25_71_53_91 : Unframed glass mirrors
Pr_25_71_53_92 : Unframed metal mirrors
Pr_25_71_53_93 : Unframed plastics mirrors
Pr_25_71_57 : Non-metal barrier panels
Pr_25_71_57_11 : Cement-bonded particleboard framed panels
Pr_25_71_57_12 : Concrete base boards
Pr_25_71_57_13 : Concrete parapet base panels
Pr_25_71_57_14 : Concrete base panels
Pr_25_71_57_15 : Concrete fence panel tops
Pr_25_71_57_16 : Concrete fence panels
Pr_25_71_57_17 : Concrete containment parapet units
Pr_25_71_57_18 : Concrete safety barrier panels
Pr_25_71_57_22 : Decorative concrete fence panels
Pr_25_71_57_24 : Decorative timber panels
Pr_25_71_57_34 : Glass barrier panels
Pr_25_71_57_35 : Glazing plastics framed panels
Pr_25_71_57_37 : Hardwood base boards
Pr_25_71_57_38 : Hardwood framed panels
Pr_25_71_57_39 : Hardwood palisade panels
Pr_25_71_57_40 : Hazel wattle hurdles
Pr_25_71_57_44 : Jet blast deflectors
Pr_25_71_57_60 : Partition panels
Pr_25_71_57_61 : Partition screens
Pr_25_71_57_62 : Plastics framed panels
Pr_25_71_57_63 : Plastics panels
Pr_25_71_57_64 : Plastics panel fence tops
Pr_25_71_57_65 : Plywood framed panels
Pr_25_71_57_66 : Polymer based boards
Pr_25_71_57_67 : Polymer based panels
Pr_25_71_57_73 : Room divider panels
Pr_25_71_57_80 : Sliding stacking panel partitions
Pr_25_71_57_81 : Softwood base boards
Pr_25_71_57_82 : Softwood framed panels
Pr_25_71_57_83 : Softwood palisade fence panels
Pr_25_71_57_87 : Timber base boards
Pr_25_71_57_88 : Timber board panels
Pr_25_71_57_90 : Timber sheet panels
Pr_25_71_57_97 : Wattle hurdles
Pr_25_71_57_98 : Willow wattle hurdles
Pr_25_71_63 : Plastics-based boards and sheets
Pr_25_71_63_15 : Compact or solid grade high-pressure laminate (HPL) boards
Pr_25_71_63_24 : Drainage layer corrugated boards
Pr_25_71_63_26 : Expanded polystyrene (EPS) boards
Pr_25_71_63_27 : Extruded polyethylene (PE) foam boards
Pr_25_71_63_29 : Extruded polystyrene (XPS) boards
Pr_25_71_63_33 : Glass-reinforced plastics (GRP) profiled panels
Pr_25_71_63_34 : Glass-reinforced plastics (GRP) profiled sheets
Pr_25_71_63_38 : Hollow-core plastics sheets
Pr_25_71_63_59 : Phenolic foam boards
Pr_25_71_63_60 : Plastics and composite material boards
Pr_25_71_63_61 : Plastics base boards
Pr_25_71_63_62 : Plastics composite and recycled sheets
Pr_25_71_63_63 : Plastics composite laminate strips and boards
Pr_25_71_63_64 : Plastics weatherboards
Pr_25_71_63_65 : Polycarbonate profiled sheets
Pr_25_71_63_66 : Polyisocyanurate (PIR) foam boards
Pr_25_71_63_67 : Polyurethane (PUR) foam boards
Pr_25_71_63_72 : Recycled plastics deck boards
Pr_25_71_63_81 : Solid surface resin-based sheets
Pr_25_71_63_92 : Unplasticized polyvinyl chloride (PVC-U) deck boards
Pr_25_71_63_93 : Unplasticized polyvinyl chloride (PVC-U) profiled sheets
Pr_25_71_90 : Tunnel and shaft lining products
Pr_25_71_90_11 : Carbon steel tunnel and shaft lining segments
Pr_25_71_90_12 : Cast iron tunnel and shaft lining segments
Pr_25_71_90_15 : Concrete tunnel and shaft lining segments
Pr_25_71_90_80 : Spheroidal graphite iron (SGI) tunnel and shaft lining segments
Pr_25_71_94 : Veneers and facings
Pr_25_71_94_06 : Balancing veneers
Pr_25_71_94_22 : Decorative continuous laminates (DCL or CPL)
Pr_25_71_94_29 : Fabric facings
Pr_25_71_94_37 : High-pressure decorative laminates (HPL or HPDL)
Pr_25_71_94_46 : Leather facings
Pr_25_71_94_51 : Melamine veneer facings
Pr_25_71_94_52 : Metal sheet facings
Pr_25_71_94_94 : Veneer edgings and lippings
Pr_25_71_94_95 : Vinyl sheet facings
Pr_25_71_94_98 : Wood veneers
Pr_25_71_97 : Wood-based boards
Pr_25_71_97_05 : Bitumen-impregnated fibreboards
Pr_25_71_97_07 : Bitumen-impregnated softboards
Pr_25_71_97_08 : Blockboard core plywoods
Pr_25_71_97_12 : Cement-bonded particleboards
Pr_25_71_97_16 : Corkboards
Pr_25_71_97_17 : Cork composite laminate strips and boards
Pr_25_71_97_21 : Decorative laminated paper
Pr_25_71_97_22 : Decorative laminated plastics sheet veneered panels
Pr_25_71_97_33 : General and utility veneer plywoods
Pr_25_71_97_34 : Gypsum-bonded fire protection boards
Pr_25_71_97_35 : Gypsum-bonded wood particle boards
Pr_25_71_97_36 : Hardboards
Pr_25_71_97_37 : Hardwood deck boards
Pr_25_71_97_38 : Hardwood fence boards
Pr_25_71_97_42 : Hardwood strips
Pr_25_71_97_43 : Hardwood weatherboards
Pr_25_71_97_44 : Hollow-core particleboards
Pr_25_71_97_46 : Laminboard core plywoods
Pr_25_71_97_50 : Marine plywoods
Pr_25_71_97_52 : Medium boards
Pr_25_71_97_53 : Medium density fibreboards
Pr_25_71_97_54 : Modified wood boards
Pr_25_71_97_55 : Modified wood weather boards
Pr_25_71_97_58 : Oriented strand boards
Pr_25_71_97_60 : Particleboards
Pr_25_71_97_65 : Polymer-coated plywoods
Pr_25_71_97_77 : Softboards
Pr_25_71_97_78 : Softwood deck boards
Pr_25_71_97_79 : Softwood fence boards
Pr_25_71_97_83 : Softwood strips
Pr_25_71_97_84 : Softwood weatherboards
Pr_25_71_97_85 : Specialist veneer plywoods
Pr_25_71_97_86 : Structural veneer plywoods
Pr_25_71_97_87 : Timber floor boards
Pr_25_71_97_88 : Timber lining boards
Pr_25_71_97_89 : Timber sarking boards
Pr_25_71_97_91 : Visual grade general veneer plywoods
Pr_25_71_97_92 : Wood fibre boards
Pr_25_71_97_93 : Wood laminate strips and boards
Pr_25_71_97_94 : Wood-plastics composite deck boards
Pr_25_71_97_95 : Wood-plastics composite weatherboards
Pr_25_71_97_97 : Wood-wool boards
Pr_25_71_97_98 : Wood-resin composite weatherboards
Pr_25_80 : Smoke and fire control products
Pr_25_80_79 : Smoke and fire barriers
Pr_25_80_79_01 : Active smoke barriers
Pr_25_80_79_37 : High temperature active smoke barriers
Pr_25_80_79_86 : Static smoke barriers
Pr_25_80_80 : Smoke and fire cavity barriers
Pr_25_80_80_14 : Coated woven glass fibre cloth flexible cavity barriers
Pr_25_80_80_30 : Fire insulating caps
Pr_25_80_80_42 : Intumescent coated foil mesh flexible cavity barriers
Pr_25_80_80_43 : Intumescent sheet cavity barriers
Pr_25_80_80_51 : Mineral wool wire reinforced mattress cavity barriers
Pr_25_80_80_79 : Sleeved mineral wool small cavity barriers
Pr_25_80_80_82 : Sprayed mineral coated wire mesh flexible cavity barriers
Pr_25_80_80_96 : Wired mineral wool batt flexible cavity barriers
Pr_25_80_81 : Smoke and fire stopping
Pr_25_80_81_12 : Ceramic fibre fire stopping
Pr_25_80_81_29 : Flexible intumescent gap seals
Pr_25_80_81_34 : Glass oxide fire stopping
Pr_25_80_81_42 : Intumescent linear gap seals
Pr_25_80_81_43 : Intumescent pillows
Pr_25_80_81_51 : Mineral wool fire stopping
Pr_25_93 : Unit skin products
Pr_25_93_47 : Level crossing surfacing products
Pr_25_93_47_27 : Embedded rail modular concrete level crossing units
Pr_25_93_47_52 : Modular panel level crossings
Pr_25_93_50 : Masonry capping and coping units
Pr_25_93_50_10 : Calcium silicate capping units
Pr_25_93_50_11 : Calcium silicate coping units
Pr_25_93_50_13 : Cast stone capping units
Pr_25_93_50_14 : Cast stone coping units
Pr_25_93_50_16 : Clay brick capping units
Pr_25_93_50_17 : Clay brick coping units
Pr_25_93_50_19 : Clayware capping units
Pr_25_93_50_20 : Clayware coping units
Pr_25_93_50_22 : Concrete capping units
Pr_25_93_50_23 : Concrete coping units
Pr_25_93_50_34 : Glass-reinforced concrete (GRC) coping units
Pr_25_93_50_55 : Natural stone capping units
Pr_25_93_50_56 : Natural stone coping units
Pr_25_93_50_76 : Slate capping units
Pr_25_93_50_77 : Slate coping units
Pr_25_93_51 : Masonry dressing units
Pr_25_93_51_35 : Glass-reinforced concrete (GRC) built-in gable vents
Pr_25_93_51_36 : Glass-reinforced concrete (GRC) built-in keystones
Pr_25_93_51_37 : Glass-reinforced concrete (GRC) built-in plinths and string courses
Pr_25_93_51_38 : Glass-reinforced concrete (GRC) built-in quoins
Pr_25_93_51_39 : Glass-reinforced concrete (GRC) dressing gable vents
Pr_25_93_51_40 : Glass-reinforced concrete (GRC) dressing keystones
Pr_25_93_51_41 : Glass-reinforced concrete (GRC) dressing plinths and string courses
Pr_25_93_51_42 : Glass-reinforced concrete (GRC) dressing quoins
Pr_25_93_51_56 : Natural stone cornices
Pr_25_93_51_57 : Natural stone dentils
Pr_25_93_51_58 : Natural stone quoins
Pr_25_93_52 : Masonry openings units
Pr_25_93_52_11 : Calcium silicate sills
Pr_25_93_52_12 : Cast stone sills
Pr_25_93_52_13 : Clay brick sills
Pr_25_93_52_14 : Clayware sills
Pr_25_93_52_15 : Concrete sills
Pr_25_93_52_28 : External extension sills
Pr_25_93_52_33 : Glass-reinforced concrete (GRC) bay window sills
Pr_25_93_52_34 : Glass-reinforced concrete (GRC) door canopies
Pr_25_93_52_35 : Glass-reinforced concrete (GRC) door surrounds
Pr_25_93_52_36 : Glass-reinforced concrete (GRC) sills
Pr_25_93_52_37 : Glass-reinforced concrete (GRC) fireplace and hearth surrounds
Pr_25_93_52_56 : Natural stone sills
Pr_25_93_52_76 : Slate sills
Pr_25_93_54 : Metal capping and coping units
Pr_25_93_54_02 : Aluminium capping units
Pr_25_93_54_03 : Aluminium coping units
Pr_25_93_54_15 : Copper capping units
Pr_25_93_54_16 : Copper coping units
Pr_25_93_54_46 : Lead capping units
Pr_25_93_54_47 : Lead coping units
Pr_25_93_54_98 : Zinc capping units
Pr_25_93_54_99 : Zinc coping units
Pr_25_93_55 : Metal sills
Pr_25_93_55_84 : Steel sills
Pr_25_93_60 : Paving units
Pr_25_93_60_02 : Aluminium edge
Pr_25_93_60_05 : Asphalt kerbs
Pr_25_93_60_09 : Clay pavers
Pr_25_93_60_10 : Clay paving tiles
Pr_25_93_60_11 : Clay surface channels
Pr_25_93_60_12 : Combined drainage and kerb units
Pr_25_93_60_13 : Concrete cellular pavers
Pr_25_93_60_14 : Concrete surface channels
Pr_25_93_60_15 : Concrete edging units
Pr_25_93_60_16 : Concrete flags
Pr_25_93_60_17 : Concrete paving blocks
Pr_25_93_60_18 : Concrete kerbs
Pr_25_93_60_19 : Concrete pavers
Pr_25_93_60_20 : Concrete quadrant and angle kerbs
Pr_25_93_60_21 : Concrete safety kerbs
Pr_25_93_60_22 : Concrete setts
Pr_25_93_60_23 : Concrete tactile flags
Pr_25_93_60_24 : Concrete transition and dropper kerbs
Pr_25_93_60_33 : Glass-reinforced concrete (GRC) paving tiles
Pr_25_93_60_54 : Natural stone cobbles
Pr_25_93_60_55 : Natural stone surface channels
Pr_25_93_60_56 : Natural stone kerbs
Pr_25_93_60_57 : Natural stone setts
Pr_25_93_60_58 : Natural stone paving slabs
Pr_25_93_60_59 : Natural stone tactile pavers
Pr_25_93_60_61 : Plastics cellular pavers
Pr_25_93_60_62 : Plastics kerbs
Pr_25_93_60_63 : Plastics pavers
Pr_25_93_60_65 : Plastics surface channels
Pr_25_93_60_78 : Special composite paving units
Pr_25_93_60_80 : Stainless steel edge
Pr_25_93_70 : Rail track paving
Pr_25_93_70_11 : Cattle-cum-trespass guards
Pr_25_93_70_70 : Rail infill panels
Pr_25_93_72 : Roofing and cladding units
Pr_25_93_72_08 : Bitumen membrane shingles
Pr_25_93_72_11 : Ceramic slates
Pr_25_93_72_12 : Clay interlocking tiles
Pr_25_93_72_13 : Clay plain tiles
Pr_25_93_72_14 : Clay tile coursing fittings
Pr_25_93_72_15 : Clay tile ornamental fittings
Pr_25_93_72_16 : Clay tile vertical tiling angle fittings
Pr_25_93_72_17 : Concrete interlocking tiles
Pr_25_93_72_18 : Concrete plain tiles
Pr_25_93_72_19 : Concrete tile coursing fittings
Pr_25_93_72_20 : Concrete tile ornamental fittings
Pr_25_93_72_21 : Concrete tile vertical tiling angle fittings
Pr_25_93_72_30 : Fibre cement slates
Pr_25_93_72_31 : Fibre-cement slate coursing fittings
Pr_25_93_72_36 : Hardwood shakes
Pr_25_93_72_37 : Hardwood shingles
Pr_25_93_72_52 : Metal tiles
Pr_25_93_72_56 : Natural slates
Pr_25_93_72_57 : Natural stone slates
Pr_25_93_72_72 : Reconstituted interlocking slates
Pr_25_93_72_73 : Reconstituted slate coursing fittings
Pr_25_93_72_79 : Slate coursing fittings
Pr_25_93_72_96 : Wood shakes
[5 empty] | EF_20 : Structural elements | Pr_25_93_72_97 : Wood shingles
[5 empty] | EF_20_05 : Substructure | Pr_25_93_72_98 : Wood shingle pattern fittings
[5 empty] | EF_20_10 : Frames | Pr_25_96 : Grid and grating skin products
[5 empty] | EF_20_20 : Beams | Pr_25_96_35 : Grids and grilles
[5 empty] | EF_20_30 : Columns | Pr_25_96_35_03 : Aluminium cattle grids
[5 empty] | EF_20_50 : Bridge abutments and piers | Pr_25_96_35_11 : Carbon steel cattle grids
[5 empty] | EF_25 : Wall and barrier elements | Pr_25_96_35_31 : Footway gratings
[5 empty] | EF_25_10 : Walls | Pr_25_96_35_53 : Metal armouring grilles
[5 empty] | EF_25_30 : Doors and windows | Pr_25_96_35_71 : Recycled plastics cattle grids
[5 empty] | EF_25_55 : Barriers | Pr_25_96_35_76 : Sewage screens
[5 empty] | EF_30 : Roofs floor and paving elements | Pr_25_96_35_96 : Water grilles
[5 empty] | EF_30_10 : Roofs | Pr_30 : Opening products
[5 empty] | EF_30_20 : Floors | Pr_30_31 : Formless openings products
[5 empty] | EF_30_60 : Pavements | Pr_30_31_68 : Putties and glazing compounds
[5 empty] | EF_30_70 : Bridge decks | Pr_30_31_68_42 : Intumescent putties
[5 empty] | EF_35 : Stairs and ramps | Pr_30_31_68_47 : Linseed oil putties
[5 empty] | EF_35_10 : Stairs | Pr_30_31_68_51 : Metal casement putties
[5 empty] | EF_35_20 : Ramps | Pr_30_31_68_56 : Non-setting glazing compounds
[5 empty] | EF_37 : Vessel and tower elements | Pr_30_31_68_74 : Rubberizing glazing compounds
[5 empty] | EF_37_50 : Vessels | Pr_30_31_76 : Sealants
[5 empty] | EF_45 : Flora and fauna elements | Pr_30_31_76_02 : Acrylic construction joint sealants
[5 empty] | EF_45_10 : Planted elements | Pr_30_31_76_09 : Butyl rubber construction joint sealants
[5 empty] | EF_45_20 : Grassed elements | Pr_30_31_76_14 : Cold-applied bituminous joint sealants
[5 empty] | EF_45_30 : Fauna elements | Pr_30_31_76_15 : Cold-applied concrete pavement bituminous joint sealants
[5 empty] | EF_50 : Waste disposal functions | Pr_30_31_76_16 : Construction joint sealants
[5 empty] | EF_50_10 : Gas waste collection | Pr_30_31_76_26 : Edge sealants
[5 empty] | EF_50_20 : Wet waste collection | Pr_30_31_76_33 : Glazing compounds and sealants
[5 empty] | EF_50_30 : Drainage collection | Pr_30_31_76_34 : Glazing joint sealants
[5 empty] | EF_50_40 : Dry waste collection | Pr_30_31_76_38 : Hot-applied bituminous joint sealants
[5 empty] | EF_50_50 : Gas waste treatment and disposal | Pr_30_31_76_39 : Hydrophilic sealants
[5 empty] | EF_50_60 : Wet waste treatment and disposal | Pr_30_31_76_41 : Intumescent foam fillers
[5 empty] | EF_50_70 : Drainage treatment and disposal | Pr_30_31_76_58 : Oil-based mastic joint sealants
[5 empty] | EF_50_75 : Wastewater treatment and disposal | Pr_30_31_76_62 : Polysulfide construction joint sealants
[5 empty] | EF_50_80 : Dry waste treatment and disposal | Pr_30_31_76_63 : Polysulfide glazing compounds and sealants
[5 empty] | EF_55 : Piped supply functions | Pr_30_31_76_65 : Polyurethane (PUR) construction joint sealants
[5 empty] | EF_55_05 : Gas extraction and treatment | Pr_30_31_76_66 : Polyurethane (PUR) expanding foam filler
[5 empty] | EF_55_10 : Liquid fuel extraction and treatment | Pr_30_31_76_77 : Silicone construction joint sealants
[5 empty] | EF_55_15 : Water extraction and treatment | Pr_30_31_76_78 : Silicone glazing compounds and sealants
[5 empty] | EF_55_20 : Gas supply | Pr_30_31_76_84 : Structural sealant glazing bonding sealants
[5 empty] | EF_55_30 : Fire extinguishing supply | Pr_30_31_76_85 : Structural sealant glazing weather sealants
[5 empty] | EF_55_40 : Steam supply | Pr_30_36 : Hardware products
[5 empty] | EF_55_50 : Liquid fuel supply | Pr_30_36_08 : Bolting latching and locking hardware
[5 empty] | EF_55_60 : Process liquid supply | Pr_30_36_08_06 : Barrel bolts
[5 empty] | EF_55_70 : Water supply | Pr_30_36_08_11 : Cabinet locks
[5 empty] | EF_55_90 : Piped solids supply | Pr_30_36_08_12 : Cam locks
[5 empty] | EF_60 : Heating cooling and refrigeration functions | Pr_30_36_08_15 : Coin-operated locks
[5 empty] | EF_60_30 : Rail and paving heating | Pr_30_36_08_16 : Combination padlocks
[5 empty] | EF_60_40 : Space heating and cooling | Pr_30_36_08_18 : Cremorne bolts
[5 empty] | EF_60_60 : Refrigeration | Pr_30_36_08_19 : Cylinder locks
[5 empty] | EF_60_80 : Drying | Pr_30_36_08_20 : Deadbolts
[5 empty] | EF_65 : Ventilation and air conditioning functions | Pr_30_36_08_21 : Digital door locks
[5 empty] | EF_65_40 : Ventilation | Pr_30_36_08_22 : Door bolts
[5 empty] | EF_65_80 : Air conditioning | Pr_30_36_08_23 : Door catches
[5 empty] | EF_70 : Electrical power and lighting functions | Pr_30_36_08_24 : Door latches
[5 empty] | EF_70_10 : Electrical power generation | Pr_30_36_08_26 : Door privacy indicator bolts
[5 empty] | EF_70_30 : Electricity distribution and transmission | Pr_30_36_08_27 : Electric locks
[5 empty] | EF_70_80 : Lighting | Pr_30_36_08_28 : Emergency exit devices
[5 empty] | EF_75 : Communications security safety and protection functions | Pr_30_36_08_29 : Espagnolette bolts
[5 empty] | EF_75_10 : Communication | Pr_30_36_08_30 : Fanlight catches
[5 empty] | EF_75_30 : Signalling | Pr_30_36_08_31 : Field gate spring catch sets
[5 empty] | EF_75_40 : Security | Pr_30_36_08_32 : Flush bolts
[5 empty] | EF_75_50 : Safety and protection | Pr_30_36_08_33 : Furniture locks
[5 empty] | EF_75_60 : Environmental safety | Pr_30_36_08_34 : Gate latches and catches
[5 empty] | EF_75_70 : Control and management | Pr_30_36_08_35 : Gate throw over loops
[5 empty] | EF_75_80 : Protection | Pr_30_36_08_42 : Indicator locks
[5 empty] | 00 : Facilitating works | Pr_30_36_08_43 : Key card locks
[5 empty] | 01 : Substructure | Pr_30_36_08_44 : Key deposit locks
[5 empty] | 02 : Superstructure | Pr_30_36_08_45 : Knob locks
[5 empty] | 03 : Internal finishes | Pr_30_36_08_46 : Lever handle locks
[5 empty] | 04 : Fittings furnishings and equipment | Pr_30_36_08_48 : Locker hasps
[5 empty] | 05 : Services | Pr_30_36_08_50 : Magnetic locks
[5 empty] | 06 : Complete buildings and building units | Pr_30_36_08_51 : Microswitch locks
[5 empty] | 07 : Work to existing buildings | Pr_30_36_08_52 : Mortice bolts
[5 empty] | 08 : External works | Pr_30_36_08_53 : Mortice locks
[5 empty] | 00.01 : Toxic/hazardous material removal | Pr_30_36_08_54 : Multipoint door locks
[5 empty] | 00.02 : Major demolition works | Pr_30_36_08_56 : Night latches
[5 empty] | 00.03 : Temporary support to adjacent structures | Pr_30_36_08_60 : Pad bolts
[5 empty] | 00.04 : Special groundwork's | Pr_30_36_08_61 : Padlock hasps and staples
[5 empty] | 00.05 : Temporary diversion works | Pr_30_36_08_62 : Padlocks and keys
[5 empty] | 00.06 : Extraordinary site investigation works | Pr_30_36_08_63 : Panic exit devices
[5 empty] | 01.01 : Substructures | Pr_30_36_08_68 : Push-button locks
[5 empty] | 02.01 : Frame | Pr_30_36_08_71 : Rim locks
[5 empty] | 02.02 : Upper floors | Pr_30_36_08_73 : Roller catch
[5 empty] | 02.03 : Roof | Pr_30_36_08_75 : Safety deposit locks
[5 empty] | 02.04 : Stairs and ramps | Pr_30_36_08_76 : Sash locks
[5 empty] | 02.05 : External walls | Pr_30_36_08_77 : Single point bolts
[5 empty] | 02.06 : Windows and external doors | Pr_30_36_08_84 : Special function door locks
[5 empty] | 02.07 : Internal walls and partitions | Pr_30_36_08_87 : Thief resistant door locks
[5 empty] | 02.08 : Internal doors | Pr_30_36_08_88 : Time delay locks
[5 empty] | 03.01 : Wall finishes | Pr_30_36_08_91 : Tubular mortice latches
[5 empty] | 03.02 : Floor finishes | Pr_30_36_08_94 : Vending machine locks
[5 empty] | 03.03 : Ceiling finishes | Pr_30_36_08_95 : Window casement fasteners
[5 empty] | 04.01 : Fittings furnishings and equipment | Pr_30_36_08_96 : Window latches
[5 empty] | 05.01 : Sanitary appliances | Pr_30_36_08_97 : Window locks
[5 empty] | 05.02 : Services equipment | Pr_30_36_08_98 : Window sash fasteners
[5 empty] | 05.03 : Disposal installations | Pr_30_36_33 : General hardware
[5 empty] | 05.04 : Water installations | Pr_30_36_33_22 : Door knockers
[5 empty] | 05.05 : Heat source | Pr_30_36_33_24 : Door stops
[5 empty] | 05.06 : Space heating and air conditioning | Pr_30_36_33_27 : Escutcheons
[5 empty] | 05.07 : Ventilation systems | Pr_30_36_33_29 : Finger plates
[5 empty] | 05.08 : Electrical installations | Pr_30_36_33_45 : Kick plates
[5 empty] | 05.09 : Fuel installations | Pr_30_36_33_68 : Push plates
[5 empty] | 05.10 : Lift and conveyor installations | Pr_30_36_33_72 : Roses
[5 empty] | 05.11 : Fire and lightning protection | Pr_30_36_33_76 : Security viewers
[5 empty] | 05.12 : Communication security and control systems | Pr_30_36_36 : Hinges and hanging hardware
[5 empty] | 05.13 : Specialist installations | Pr_30_36_36_04 : Anti finger-trap stiles
[5 empty] | 05.14 : Builders' work in connection with services | Pr_30_36_36_06 : Ball-bearing hinges
[5 empty] | 06.01 : Prefabricated buildings | Pr_30_36_36_07 : Barrel hinges
[5 empty] | 07.01 : Minor demolition works and alteration works | Pr_30_36_36_08 : Boxed sash window hanging fittings
[5 empty] | 07.02 : Repairs to existing services | Pr_30_36_36_09 : Butt door hinges
[5 empty] | 07.03 : Damp proof courses/fungus and beetle eradication | Pr_30_36_36_10 : Butt window hinges
[5 empty] | 07.04 : Façade retention | Pr_30_36_36_11 : Cabinet and counter top hinges
[5 empty] | 07.05 : Cleaning existing surfaces | Pr_30_36_36_15 : Concealed hinges
[5 empty] | 07.06 : Renovation works | Pr_30_36_36_16 : Continuous hinges
[5 empty] | 08.01 : Site preparation works | Pr_30_36_36_17 : Cranked hinges
[5 empty] | 08.02 : Roads paths and pavings | Pr_30_36_36_22 : Door pivots
[5 empty] | 08.03 : Soft landscaping planting and irrigation systems | Pr_30_36_36_23 : Door track and running gear
[5 empty] | 08.04 : Fencing railing and walls | Pr_30_36_36_24 : Drawer runners
[5 empty] | 08.05 : Site/street furniture and equipment | Pr_30_36_36_28 : Field gate hinges
[5 empty] | 08.06 : External drainage | Pr_30_36_36_29 : Floor springs
[5 empty] | 08.07 : External services | Pr_30_36_36_30 : Flush hinges
[5 empty] | 08.08 : Minor building works and ancillary buildings | Pr_30_36_36_31 : Friction hinges
Pr_30_36_36_32 : Friction pivot window hinges
Pr_30_36_36_34 : Gate hinges
Pr_30_36_36_46 : Lift-off hinges
Pr_30_36_36_66 : Projection door hinges
Pr_30_36_36_67 : Projection window hinges
Pr_30_36_36_71 : Rising butt door hinges
Pr_30_36_36_75 : Sash window spiral balances
Pr_30_36_36_79 : Single axis door hinges
Pr_30_36_36_80 : Single axis window hinges
Pr_30_36_36_84 : Spring hinges
Pr_30_36_36_88 : Tee hinges
Pr_30_36_36_96 : Window friction pivot hinges
Pr_30_36_59 : Opening hardware
Pr_30_36_59_15 : Controlled door closers
Pr_30_36_59_22 : Door coordinators
Pr_30_36_59_24 : Door limiting stays
Pr_30_36_59_25 : Door lever handle sets
Pr_30_36_59_31 : Furniture stays
Pr_30_36_59_32 : Garage door holders
Pr_30_36_59_33 : Gate closers
Pr_30_36_59_34 : Gate handles
Pr_30_36_59_35 : Gate springs
Pr_30_36_59_36 : Gate wheels
Pr_30_36_59_38 : Holders and hooks
Pr_30_36_59_45 : Knobs
Pr_30_36_59_50 : Magnetic hold
Pr_30_36_59_52 : Midrail push plates
Pr_30_36_59_64 : Pull handles
Pr_30_36_59_76 : Sash window pulls
Pr_30_36_59_92 : Uncontrolled door closers
Pr_30_36_59_94 : Window casement stays
Pr_30_36_59_95 : Window latch and lock operating handles
Pr_30_36_59_96 : Window over centre casement stays
Pr_30_36_59_97 : Window remote manual openers
Pr_30_36_59_98 : Window restrictor stays
Pr_30_59 : Openings and opening component products
Pr_30_59_01 : Access ramps
Pr_30_59_01_11 : Vehicle ramps
Pr_30_59_01_23 : Dog ramps
Pr_30_59_01_96 : Wheelchair ramps
Pr_30_59_07 : Blinds and shading devices
Pr_30_59_07_03 : Anti-glare screens
Pr_30_59_07_05 : Awnings
Pr_30_59_07_07 : Blackout blinds
Pr_30_59_07_64 : Pinoleum blinds
Pr_30_59_07_66 : Pleated blinds
Pr_30_59_07_72 : Roller blinds
Pr_30_59_07_86 : Sunscreens
Pr_30_59_07_94 : Venetian blinds
Pr_30_59_07_95 : Vertical blinds
Pr_30_59_07_96 : Wood shutters
Pr_30_59_09 : Brise-soleils and components
Pr_30_59_09_01 : Aluminium brise-soleil brace arms/struts
Pr_30_59_09_02 : Aluminium brise-soleil carrier members
Pr_30_59_09_03 : Aluminium brise-soleil louvre blades
Pr_30_59_09_04 : Aluminium brise-soleil support arms
Pr_30_59_09_05 : Aluminium brise-soleil units
Pr_30_59_09_11 : Carbon steel brise-soleil brace arms/struts
Pr_30_59_09_12 : Carbon steel brise-soleil carrier members
Pr_30_59_09_13 : Carbon steel brise-soleil louvre blades
Pr_30_59_09_14 : Carbon steel brise-soleil support arms
Pr_30_59_09_15 : Carbon steel brise-soleil units
Pr_30_59_09_33 : Glass brise-soleil louvre blades
Pr_30_59_09_62 : Plastics brise-soleil louvre blades
Pr_30_59_09_63 : Plastics brise-soleil units
Pr_30_59_09_82 : Stainless steel brise-soleil brace arms/struts
Pr_30_59_09_83 : Stainless steel brise-soleil carrier members
Pr_30_59_09_84 : Stainless steel brise-soleil louvre blades
Pr_30_59_09_85 : Stainless steel brise-soleil support arms
Pr_30_59_09_86 : Stainless steel brise-soleil units
Pr_30_59_09_90 : Wood brise-soleil carrier members
Pr_30_59_09_91 : Wood brise-soleil louvre blades
Pr_30_59_09_92 : Wood brise-soleil support arms
Pr_30_59_09_93 : Wood brise-soleil units
Pr_30_59_23 : Door frames and leaves
Pr_30_59_23_02 : Aluminium door frames
Pr_30_59_23_11 : Carbon steel door frames
Pr_30_59_23_15 : Composite door frames
Pr_30_59_23_16 : Composite door leaves
Pr_30_59_23_32 : Frameless glass door leaves
Pr_30_59_23_50 : Matchboarded door leaves
Pr_30_59_23_53 : Metal door leaves
Pr_30_59_23_84 : Stainless steel door frames
Pr_30_59_23_91 : Unplasticized polyvinylchloride (PVC-U) door frames
Pr_30_59_23_92 : Unplasticized polyvinylchloride (PVC-U) door leaves
Pr_30_59_23_96 : Wood door frames
Pr_30_59_23_97 : Wood flush door leaves
Pr_30_59_23_98 : Wood panelled door leaves
Pr_30_59_24 : Doorsets
Pr_30_59_24_04 : Automatic revolving doorsets
Pr_30_59_24_14 : Collapsible gate and grille sets
Pr_30_59_24_15 : Combination doorsets
Pr_30_59_24_16 : Composite doorsets
Pr_30_59_24_30 : Flexible doorsets
Pr_30_59_24_37 : High security doorsets
Pr_30_59_24_38 : High speed doorsets
Pr_30_59_24_48 : Loading bay doorsets
Pr_30_59_24_50 : Manual revolving doorsets
Pr_30_59_24_52 : Metal doorsets
Pr_30_59_24_64 : Polyvinylchloride (PVC) strip curtain sets
Pr_30_59_24_72 : Roller grille sets
Pr_30_59_24_73 : Roller shutter sets
Pr_30_59_24_75 : Sectional overhead doorsets
Pr_30_59_24_80 : Sliding door and partition sets
Pr_30_59_24_81 : Sliding folding shutter doorsets
Pr_30_59_24_92 : Unplasticized polyvinylchloride (PVC-U) doorsets
Pr_30_59_24_93 : Up-and-over doorsets
Pr_30_59_24_97 : Wood doorsets
Pr_30_59_28 : Escape products
Pr_30_59_28_26 : Escape chairs
Pr_30_59_28_27 : Escape chutes
Pr_30_59_28_28 : Escape slides
Pr_30_59_28_78 : Slings
Pr_30_59_29 : Fixed roof ventilators terminals and accessories
Pr_30_59_29_02 : Abutment ventilators
Pr_30_59_29_15 : Combined eaves fascia grilles and ventilator trays
Pr_30_59_29_30 : Flat roof ventilators
Pr_30_59_29_62 : Plastics eaves underlay support
Pr_30_59_29_64 : Plastics rafter ventilator trays
Pr_30_59_29_71 : Roof ridge ventilator tiles
Pr_30_59_29_72 : Roof slope terminals
Pr_30_59_29_73 : Roof slope ventilator tiles
Pr_30_59_29_74 : Roof terminals
Pr_30_59_29_75 : Roof ventilator unit
Pr_30_59_29_82 : Strip ventilators
Pr_30_59_33 : Gate surrounds and leaves
Pr_30_59_33_02 : Aluminium sheet gate leaves
Pr_30_59_33_03 : Aluminium vertical rail gate leaves
Pr_30_59_33_11 : Carbon steel expanded mesh gate leaves
Pr_30_59_33_12 : Carbon steel field gate leaves
Pr_30_59_33_13 : Carbon steel palisade gate leaves
Pr_30_59_33_14 : Carbon steel sheet gate leaves
Pr_30_59_33_15 : Carbon steel vertical section gate leaves
Pr_30_59_33_16 : Carbon steel welded mesh gate leaves
Pr_30_59_33_33 : Gate arches
Pr_30_59_33_34 : Glass infill gate leaves
Pr_30_59_33_35 : Glazing plastics gate leaves
Pr_30_59_33_36 : Hardwood field gate leaves
Pr_30_59_33_37 : Hardwood gate leaves
Pr_30_59_33_38 : Hardwood gate surrounds
Pr_30_59_33_39 : Hardwood palisade gate leaves
Pr_30_59_33_52 : Metal gate surrounds
Pr_30_59_33_62 : Plastics gate leaves
Pr_30_59_33_63 : Plywood sheet gate leaves
Pr_30_59_33_78 : Stainless steel expanded mesh gate leaves
Pr_30_59_33_82 : Stainless steel sheet gate leaves
Pr_30_59_33_84 : Stainless steel vertical rail gate leaves
Pr_30_59_33_98 : Wrought iron decorative gate leaves
Pr_30_59_33_99 : Wrought iron vertical rail gate leaves
Pr_30_59_34 : Gates and turnstiles
Pr_30_59_34_01 : Aluminium full height turnstiles
Pr_30_59_34_02 : Aluminium gates
Pr_30_59_34_03 : Aluminium safety gates
Pr_30_59_34_10 : Canal lock gates
Pr_30_59_34_11 : Carbon steel bridle gates
Pr_30_59_34_12 : Carbon steel dog gates
Pr_30_59_34_13 : Carbon steel full height turnstiles
Pr_30_59_34_14 : Carbon steel gates
Pr_30_59_34_15 : Carbon steel half height turnstiles
Pr_30_59_34_16 : Carbon steel kissing gates
Pr_30_59_34_17 : Carbon steel motorbike inhibitors
Pr_30_59_34_18 : Carbon steel safety gates
Pr_30_59_34_20 : Composite gates
Pr_30_59_34_35 : Glazed gates
Pr_30_59_34_36 : Hardwood bridle gates
Pr_30_59_34_37 : Hardwood dog gates
Pr_30_59_34_38 : Hardwood gates
Pr_30_59_34_39 : Hardwood kissing gates
Pr_30_59_34_40 : Hardwood ladder stiles
Pr_30_59_34_41 : Hardwood post and rail stiles
Pr_30_59_34_65 : Plastics gates
Pr_30_59_34_78 : Stainless steel full height turnstiles
Pr_30_59_34_80 : Stainless steel gates
Pr_30_59_34_88 : Stainless steel half height turnstiles
Pr_30_59_34_90 : Stainless steel safety gates
Pr_30_59_34_98 : Wrought iron gates
Pr_30_59_36 : Hatches and access panels
Pr_30_59_36_01 : Access panels
Pr_30_59_36_02 : Aluminium access hatches
Pr_30_59_36_11 : Carbon steel access hatches
Pr_30_59_36_25 : Ductwork access doorsets
Pr_30_59_36_30 : Floor hatches
Pr_30_59_36_50 : Manual trapdoors
Pr_30_59_36_64 : Polyvinylchloride (PVC) strip curtain sets
Pr_30_59_36_72 : Roller grille sets
Pr_30_59_36_73 : Roller shutter sets
Pr_30_59_36_74 : Roof hatches
Pr_30_59_36_76 : Self-closing safety hatches
Pr_30_59_36_78 : Self-closing trapdoors
Pr_30_59_36_80 : Stainless steel access hatches
Pr_30_59_36_96 : Wall hatches
Pr_30_59_46 : Lift barriers
Pr_30_59_46_46 : Lift landing doorsets
Pr_30_59_46_47 : Lift landing frames
Pr_30_59_46_48 : Lift landing sills
Pr_30_59_46_49 : Lift platform barriers
Pr_30_59_46_63 : Platform lift landing doorsets and gates
Pr_30_59_48 : Louvres and components
Pr_30_59_48_02 : Aluminium louvre blades
Pr_30_59_48_03 : Aluminium louvre frames
Pr_30_59_48_04 : Aluminium louvre panel units
Pr_30_59_48_11 : Carbon steel louvre blades
Pr_30_59_48_12 : Carbon steel louvre frames
Pr_30_59_48_13 : Carbon steel louvre panel units
Pr_30_59_48_34 : Glass louvre blades
Pr_30_59_48_52 : Mirror louvre units
Pr_30_59_48_65 : Plastic louvre blades
Pr_30_59_48_77 : Screening and ventilation access doors
Pr_30_59_48_78 : Screening and ventilation louvre support frames
Pr_30_59_48_83 : Stainless steel louvre blades
Pr_30_59_48_84 : Stainless steel louvre frames
Pr_30_59_48_85 : Stainless steel louvre panel units
Pr_30_59_48_96 : Wood louvre blades
Pr_30_59_48_97 : Wood louvre frames
Pr_30_59_48_98 : Wood louvre panel units
Pr_30_59_57 : Opening security and protection products
Pr_30_59_57_04 : Anti-burglar window bars
Pr_30_59_57_07 : Bird guards
Pr_30_59_57_08 : Bird guard mesh
Pr_30_59_57_28 : Escalator shutters
Pr_30_59_57_29 : Firebreak shutters
Pr_30_59_57_40 : Insect guard mesh
Pr_30_59_57_58 : Overhead ventilators
Pr_30_59_57_76 : Security shutters
Pr_30_59_57_77 : Security window screens
Pr_30_59_58 : Operable roof ventilators
Pr_30_59_58_03 : Aluminium framed heat or smoke control roof ventilators
Pr_30_59_58_36 : Hardwood framed heat or smoke control roof ventilators
Pr_30_59_58_50 : Manual control glazed roof ventilators
Pr_30_59_58_72 : Rigid polyurethane framed heat or smoke control roof ventilators
Pr_30_59_58_80 : Smoke control roof ventilators
Pr_30_59_58_81 : Softwood framed heat or smoke control roof ventilators
Pr_30_59_58_85 : Steel framed heat or smoke control roof ventilators
Pr_30_59_58_88 : Thermostatic control glazed roof ventilators
Pr_30_59_59 : Operable vehicular barriers
Pr_30_59_59_11 : Cantilevered sliding beam vehicular barriers
Pr_30_59_59_38 : Height restrictors
Pr_30_59_59_39 : Horizontal swing vehicular barriers
Pr_30_59_59_72 : Rising arm vehicular barriers
Pr_30_59_59_79 : Sliding vehicular barriers
Pr_30_59_60 : Passenger boarding bridges
Pr_30_59_60_03 : Apron drive passenger boarding bridges
Pr_30_59_60_15 : Commuter passenger boarding bridges
Pr_30_59_60_56 : Noseloader passenger boarding bridges
Pr_30_59_60_87 : T bridge passenger boarding bridges
Pr_30_59_61 : Pavement and floorlight and venting products
Pr_30_59_61_32 : Glazed floorlight panels
Pr_30_59_61_33 : Glazed lift-out floorlight access panel
Pr_30_59_61_34 : Glazed lift-out access pavement light panels
Pr_30_59_61_35 : Glazed pavement light panels
Pr_30_59_61_36 : Glazed smoke venting panels
Pr_30_59_61_57 : Non-glazed smoke venting panels
Pr_30_59_71 : Refuse and linen chute inlets and openings
Pr_30_59_71_12 : Chute automatic fire doors
Pr_30_59_71_13 : Chute door interlocks
Pr_30_59_71_21 : Refuse chute discharge outlets
Pr_30_59_71_22 : Refuse chute doorsets
Pr_30_59_71_23 : Refuse chute hoppers
Pr_30_59_71_46 : Linen chute discharge outlets
Pr_30_59_71_47 : Linen chute doorsets
Pr_30_59_71_48 : Linen chute hoppers
Pr_30_59_72 : Rooflights
Pr_30_59_72_17 : Continuous rooflights
Pr_30_59_72_21 : Daylight pipes
Pr_30_59_72_24 : Dormers
Pr_30_59_72_25 : Double glazed light pipe diffusers
Pr_30_59_72_30 : Factory-assembled insulating rooflights (FAIRs)
Pr_30_59_72_31 : Framed rooflights
Pr_30_59_72_33 : Glazed lift-out rooflight access panels
Pr_30_59_72_34 : Glazed rooflight panels
Pr_30_59_72_42 : Individual rooflights
Pr_30_59_72_46 : Lantern lights
Pr_30_59_72_48 : Light reflectors (motorised)
Pr_30_59_72_57 : North lights
Pr_30_59_72_77 : Skylights
Pr_30_59_72_94 : Ventilating light pipe diffusers
Pr_30_59_84 : Strip curtains grilles and shutters
Pr_30_59_84_64 : Polyvinylchloride (PVC) strip curtains
Pr_30_59_84_72 : Roller grilles
Pr_30_59_84_73 : Roller shutters
Pr_30_59_94 : Ventilation grilles
Pr_30_59_94_04 : Air grilles
Pr_30_59_94_06 : Air transfer grilles
Pr_30_59_94_26 : Eaves fascia grilles
Pr_30_59_94_31 : Fire-resisting air transfer grilles
Pr_30_59_94_32 : Fire-resisting air transfer grilles with smoke shutters
Pr_30_59_94_78 : Soffit grilles
Pr_30_59_94_90 : Trickle vents
Pr_30_59_96 : Wall venting products
Pr_30_59_96_11 : Cavity ventilators
Pr_30_59_96_33 : Gas venting grilles
Pr_30_59_96_35 : Ground-level vent outlets
Pr_30_59_96_92 : Ventilation ducts
Pr_30_59_96_93 : Ventilation gratings
Pr_30_59_96_96 : Wall vent outlets
Pr_30_59_97 : Window panels
Pr_30_59_97_16 : Glazed security window panels
Pr_30_59_98 : Window units
Pr_30_59_98_02 : Aluminium window units
Pr_30_59_98_03 : Aluminium frame roof window units
Pr_30_59_98_15 : Composite window units
Pr_30_59_98_72 : Rigid polyurethane frame roof window units
Pr_30_59_98_83 : Steel window units
Pr_30_59_98_84 : Steel frame roof window units
Pr_30_59_98_92 : Unplasticized polyvinylchloride (PVC-U) window units
Pr_30_59_98_96 : Wood window units
Pr_30_59_98_97 : Wood frame roof window units
Pr_30_59_99 : Window walls
Pr_30_59_99_02 : Aluminium window walls
Pr_30_59_99_15 : Composite window walls
Pr_30_59_99_83 : Steel window walls
Pr_30_59_99_92 : Unplasticized polyvinylchloride (PVC-U) window walls
Pr_30_59_99_96 : Wood window walls
Pr_35 : Covering and finishing products
Pr_35_31 : Formless covering and finish products
Pr_35_31_05 : Asphalt bitumen and resin mixtures
Pr_35_31_05_03 : Asphalt concrete (AC) base courses
Pr_35_31_05_04 : Asphalt concrete (AC) binder courses
Pr_35_31_05_05 : Asphalt concrete (AC) surface courses
Pr_35_31_05_07 : Bitumen coated chippings
Pr_35_31_05_08 : Bitumen emulsion and glass fibre sandwich matrices
Pr_35_31_05_10 : Bonded grit surfacings
Pr_35_31_05_19 : Cut-back and fluxed bitumen binders
Pr_35_31_05_36 : Hard paving-grade bitumens
Pr_35_31_05_37 : Hot-applied oxidized bitumen coatings
Pr_35_31_05_38 : Hot-rolled asphalt (HRA) base courses
Pr_35_31_05_39 : Hot-rolled asphalt (HRA) binder courses
Pr_35_31_05_40 : Hot-rolled asphalt (HRA) surface courses and slurries
Pr_35_31_05_42 : Impervious textured sports surfacings
Pr_35_31_05_50 : Mastic asphalt (MA) surface courses
Pr_35_31_05_60 : Paving-grade bitumens
Pr_35_31_05_64 : Polyurethane-bound ethylene propylene diene monomer (EPDM) rubber crumb surfacings
Pr_35_31_05_65 : Porous asphalt concrete (PAC) surface courses
Pr_35_31_05_71 : Resin-bound mixed aggregate surfacings
Pr_35_31_05_72 : Roofing tanking and flooring mastic asphalt (MA)
Pr_35_31_05_75 : Sand asphalt
Pr_35_31_05_83 : Stone mastic asphalt (SMA) binder courses
Pr_35_31_05_84 : Stone mastic asphalt (SMA) regulating courses
Pr_35_31_05_85 : Stone mastic asphalt (SMA) surface courses
Pr_35_31_06 : Bedding and underlay compounds
Pr_35_31_06_12 : Cementitious levelling screed mixes
Pr_35_31_06_15 : Concrete (granolithic) wearing screed mixes
Pr_35_31_06_28 : Fibre-reinforced levelling screed mixes
Pr_35_31_06_29 : Fine concrete levelling screed mixes
Pr_35_31_06_31 : Floor seals
Pr_35_31_06_32 : Flow applied flooring
Pr_35_31_06_36 : Heavy duty flow-applied flooring
Pr_35_31_06_37 : Heavy duty screed flooring
Pr_35_31_06_38 : High-build floor coatings
Pr_35_31_06_47 : Lightweight aggregate levelling screed mixes
Pr_35_31_06_55 : Multilayer flooring
Pr_35_31_06_64 : Polymer-modified levelling screed mixes
Pr_35_31_06_65 : Polymer-modified wearing screed mixes
Pr_35_31_06_69 : Quick-drying levelling screed mixes
Pr_35_31_06_71 : Ready-mixed levelling and wearing screeds
Pr_35_31_06_72 : Ready-mixed self-smoothing calcium sulfate screeds
Pr_35_31_06_73 : Ready-mixed trowelled calcium sulfate screeds
Pr_35_31_06_77 : Screed flooring
Pr_35_31_06_78 : Self-smoothing levelling screed mixes
Pr_35_31_06_79 : Self-smoothing wearing screed mixes
Pr_35_31_06_80 : Smoothing and levelling underlay compounds
Pr_35_31_22 : Decorative coatings
Pr_35_31_22_02 : Aluminium paints
Pr_35_31_22_12 : Casein paints
Pr_35_31_22_13 : Cement paints
Pr_35_31_22_15 : Concrete finishing coats
Pr_35_31_22_16 : Concrete flash coats
Pr_35_31_22_17 : Concrete floor dyes
Pr_35_31_22_18 : Concrete floor paints
Pr_35_31_22_19 : Concrete stains
Pr_35_31_22_23 : Distemper
Pr_35_31_22_37 : High pigment water-borne paint
Pr_35_31_22_47 : Limewashes
Pr_35_31_22_52 : Micaceous iron oxide paints
Pr_35_31_22_54 : Multi-colour coatings
Pr_35_31_22_55 : Multi-colour finish spatter coatings
Pr_35_31_22_58 : Oil-bound distempers
Pr_35_31_22_62 : Plant oil paints
Pr_35_31_22_64 : Plastic texture paints
Pr_35_31_22_72 : Resin-based breathable masonry paints
Pr_35_31_22_76 : Semi-transparent timber stains and dyes
Pr_35_31_22_77 : Silicate-based masonry coatings
Pr_35_31_22_79 : Solvent-based finishing coats
Pr_35_31_22_80 : Solvent-borne gloss finishes
Pr_35_31_22_81 : Solvent-borne masonry paints
Pr_35_31_22_82 : Solvent-borne matt and flat finishes
Pr_35_31_22_83 : Solvent-borne mid-sheen finishes
Pr_35_31_22_87 : Tallow lime washes
Pr_35_31_22_95 : Water-borne gloss finishes
Pr_35_31_22_96 : Water-borne masonry paints
Pr_35_31_22_97 : Water-borne matt and flat finishes
Pr_35_31_22_98 : Water-borne mid-sheen finishes
Pr_35_31_64 : Plasters and renders
Pr_35_31_64_01 : Acrylic plasters
Pr_35_31_64_02 : Acrylic renders
Pr_35_31_64_07 : Biocidal renders
Pr_35_31_64_08 : Bonding plasters
Pr_35_31_64_09 : Browning plasters
Pr_35_31_64_12 : Cementitious renders
Pr_35_31_64_14 : Clay plasters
Pr_35_31_64_29 : Factory mixed plasters
Pr_35_31_64_31 : Fibrous plasters
Pr_35_31_64_32 : Finish plasters
Pr_35_31_64_35 : Gypsum plasters
Pr_35_31_64_42 : Insulating plasters
Pr_35_31_64_47 : Lime plasters
Pr_35_31_64_48 : Lime renders
Pr_35_31_64_64 : Polymer plasters
Pr_35_31_64_65 : Polymer-modified renders
Pr_35_31_64_67 : Projection plasters
Pr_35_31_64_70 : Render-grade resins
Pr_35_31_64_71 : Renovating plasters
Pr_35_31_64_76 : Scagliola
Pr_35_31_64_77 : Silicone renders
Pr_35_31_64_80 : Solid cast plasters
Pr_35_31_64_84 : Squash court plasters
Pr_35_31_64_85 : Stucco
Pr_35_31_64_86 : Synthetic plasters
Pr_35_31_64_98 : X-ray undercoat plasters
Pr_35_31_64_99 : Zinc oxychloride plasters
Pr_35_31_65 : Preparation materials fillers and stoppers
Pr_35_31_65_01 : Abrasives
Pr_35_31_65_02 : Abrasive blocks
Pr_35_31_65_12 : Cement and grout fillers
Pr_35_31_65_13 : Chemical fillers
Pr_35_31_65_20 : Decorator’s caulks
Pr_35_31_65_21 : Decorator’s flexible fillers
Pr_35_31_65_22 : Degreaser solutions
Pr_35_31_65_23 : Detergent solutions
Pr_35_31_65_24 : Dry air pressured abrasives
Pr_35_31_65_25 : Dry air pressured micro-abrasives
Pr_35_31_65_26 : Dusting powders
Pr_35_31_65_27 : Efflorescence control compounds
Pr_35_31_65_28 : End grain sealers
Pr_35_31_65_29 : Fine surface fillers
Pr_35_31_65_30 : Finishing compounds
Pr_35_31_65_31 : Fire-resistant fillers
Pr_35_31_65_34 : Gypsum-based bedding compounds
Pr_35_31_65_50 : Masonry stabilizers
Pr_35_31_65_74 : Rust removers
Pr_35_31_65_79 : Stoppers
Pr_35_31_65_80 : Stopper fillers
Pr_35_31_65_81 : Sugar soap
Pr_35_31_65_82 : Surface fillers
Pr_35_31_65_95 : Wax-based fillers
Pr_35_31_65_96 : Wet air pressured abrasives
Pr_35_31_65_97 : Wetting agents
Pr_35_31_65_98 : Wood knotting
Pr_35_31_66 : Preparatory coatings
Pr_35_31_66_02 : Adhesion promoters
Pr_35_31_66_03 : Alkali-resisting primers
Pr_35_31_66_07 : Basecoat stains
Pr_35_31_66_08 : Bitumen primers
Pr_35_31_66_09 : Bonding coats
Pr_35_31_66_15 : Combined barrier and bonding coats
Pr_35_31_66_16 : Concrete curing coatings
Pr_35_31_66_21 : Debonding compounds
Pr_35_31_66_22 : Dressing compounds
Pr_35_31_66_26 : Etching primers
Pr_35_31_66_30 : Floor covering primers
Pr_35_31_66_34 : Gilding basecoats
Pr_35_31_66_50 : Mastic asphalt (MA) primers
Pr_35_31_66_51 : Metallic lead primers
Pr_35_31_66_52 : Modified bitumen primers
Pr_35_31_66_53 : Mordant solutions
Pr_35_31_66_55 : Multi-colour finish basecoats
Pr_35_31_66_57 : Non-bituminous primers
Pr_35_31_66_60 : Paving primers
Pr_35_31_66_62 : Plaster primers
Pr_35_31_66_63 : Plasterboard primers
Pr_35_31_66_67 : Primer-sealers
Pr_35_31_66_68 : Primer-undercoats
Pr_35_31_66_70 : Reinforcement treatments
Pr_35_31_66_71 : Resin coating primers
Pr_35_31_66_75 : Sanded primers
Pr_35_31_66_77 : Sealant primers
Pr_35_31_66_78 : Slip plane bituminous emulsion paint primers
Pr_35_31_66_80 : Solvent-borne basecoats
Pr_35_31_66_81 : Solvent-borne metal primers
Pr_35_31_66_82 : Solvent-borne undercoats
Pr_35_31_66_83 : Solvent-borne wood primers
Pr_35_31_66_88 : Thinners
Pr_35_31_66_92 : Universal primers
Pr_35_31_66_94 : Water-based acrylic primers
Pr_35_31_66_95 : Water-borne basecoats
Pr_35_31_66_96 : Water-borne metal primers
Pr_35_31_66_97 : Water-borne thinned undercoats
Pr_35_31_66_98 : Water-borne wood primers
Pr_35_31_66_99 : Water-borne undercoats
Pr_35_31_67 : Preservative and fire-retardant treatments
Pr_35_31_67_07 : Borate pellet and rod preservatives
Pr_35_31_67_08 : Boron compound preservatives
Pr_35_31_67_14 : Clear flame-retardant finishes
Pr_35_31_67_15 : Copper-organic preservatives
Pr_35_31_67_24 : Dry interior fire-retardant solutions
Pr_35_31_67_34 : Glycol borne preservatives
Pr_35_31_67_37 : House longhorn beetle timber treatments
Pr_35_31_67_39 : Humidity-resistant fire-retardant solutions
Pr_35_31_67_42 : Interior fire-retardant solutions
Pr_35_31_67_47 : Leach-resistant fire-retardant solutions
Pr_35_31_67_52 : Micro-emulsion-borne preservatives
Pr_35_31_67_59 : Organic solvent-borne preservatives
Pr_35_31_67_88 : Thatch fire-preservative treatments
Pr_35_31_67_89 : Thatch fire-retardant treatments
Pr_35_31_67_96 : Water-borne preservatives
Pr_35_31_67_97 : Water based microemulsion preservatives
Pr_35_31_67_98 : Water-based organic preservatives
Pr_35_31_68 : Protective coatings
Pr_35_31_68_01 : Acrylic-based waterproof coatings
Pr_35_31_68_02 : Anionic bitumen emulsions
Pr_35_31_68_03 : Anodizing
Pr_35_31_68_04 : Anti-carbonation coatings
Pr_35_31_68_05 : Anti-graffiti coatings
Pr_35_31_68_06 : Barrier coatings
Pr_35_31_68_07 : Bitumen-based black coatings
Pr_35_31_68_09 : Bitumen emulsion waterproof coatings
Pr_35_31_68_10 : Black bitumen coatings
Pr_35_31_68_11 : Cationic bitumen emulsions
Pr_35_31_68_12 : Cellulose coatings
Pr_35_31_68_13 : Chrome plating
Pr_35_31_68_14 : Clear floor varnishes
Pr_35_31_68_15 : Clear varnishes
Pr_35_31_68_16 : Cold-applied bitumen solutions
Pr_35_31_68_17 : Cold-applied polymer-modified bitumen waterproof coatings
Pr_35_31_68_18 : Concrete polishes
Pr_35_31_68_19 : Copper plating
Pr_35_31_68_21 : Cork tile polyurethane (PUR) varnishes
Pr_35_31_68_27 : Epoxy resin coatings
Pr_35_31_68_28 : Epoxy underwater coatings
Pr_35_31_68_29 : Flame-retardant coatings
Pr_35_31_68_31 : Floor dyes
Pr_35_31_68_32 : Floor polishes
Pr_35_31_68_33 : Fungicidal coatings
Pr_35_31_68_34 : Galvanized coatings
Pr_35_31_68_35 : Gold plating
Pr_35_31_68_36 : Hard wax oils
Pr_35_31_68_37 : Heat-resisting coatings
Pr_35_31_68_38 : Hot-applied polymer-modified bitumen waterproof coatings
Pr_35_31_68_39 : Hot dip galvanizings
Pr_35_31_68_40 : Hygienic coatings
Pr_35_31_68_43 : Intumescent protective coatings
Pr_35_31_68_46 : Lacquers
Pr_35_31_68_47 : Liquid tanking resins
Pr_35_31_68_51 : Mastic asphalt (MA) polishes
Pr_35_31_68_52 : Membrane walkway coatings
Pr_35_31_68_55 : Multi-colour finish glaze coats
Pr_35_31_68_60 : Patination oils
Pr_35_31_68_62 : Polymer resin waterproof coatings
Pr_35_31_68_63 : Polyester resin waterproof coatings
Pr_35_31_68_64 : Polyurethane (PUR) waterproof coatings
Pr_35_31_68_65 : Polyvinylidene fluoride (PVDF) coatings
Pr_35_31_68_66 : Powder coatings
Pr_35_31_68_70 : Resin floor coatings
Pr_35_31_68_74 : Sherardized coatings
Pr_35_31_68_75 : Silver plating
Pr_35_31_68_81 : Solar reflective coatings
Pr_35_31_68_83 : Spray-applied fireproof coatings
Pr_35_31_68_84 : Spray-applied thermal insulation
Pr_35_31_68_85 : Steel fence powder coatings
Pr_35_31_68_86 : Surface preservation product
Pr_35_31_68_87 : Tar-based black coatings
Pr_35_31_68_88 : Thermoplastic block copolymer waterproof coatings
Pr_35_31_68_96 : Water-dispersible polymer waterproof coatings
Pr_35_31_68_97 : Water repellents
Pr_35_31_68_98 : Yacht varnishes
Pr_35_31_68_99 : Zinc plating
Pr_35_31_77 : Sealers
Pr_35_31_77_05 : Anti-graffiti sealers
Pr_35_31_77_08 : Bitumen-based impregnating sealers
Pr_35_31_77_12 : Cement-based screed surface sealers
Pr_35_31_77_15 : Concrete sealers
Pr_35_31_77_16 : Cork flooring sealers
Pr_35_31_77_24 : Dry shake finish sealers
Pr_35_31_77_25 : Dustproofing sealers
Pr_35_31_77_30 : Floor surface sealers
Pr_35_31_77_42 : Intumescent coating sealers
Pr_35_31_77_50 : Mastic asphalt (MA) oil-resistant sealers
Pr_35_31_77_60 : Paving sealers and stabilizers
Pr_35_31_77_72 : Resin floor sealers
Pr_35_31_77_76 : Sealers
Pr_35_31_77_83 : Sprayed monolithic coating finishing coats
Pr_35_31_77_84 : Sprayed monolithic coating sealers
Pr_35_31_77_92 : Ultraviolet (UV)-resistant sealers
Pr_35_31_77_96 : Wood floor sealers
Pr_35_31_85 : Specialist coatings
Pr_35_31_85_02 : Acoustic chute coatings
Pr_35_31_85_03 : Anti-climb paints
Pr_35_31_85_04 : Anti-static carpet treatments
Pr_35_31_85_13 : Chlorinated rubber road markings
Pr_35_31_85_24 : Dry rot paints
Pr_35_31_85_27 : Epoxy paint road markings
Pr_35_31_85_29 : Fluorescent paints
Pr_35_31_85_35 : Gilding leaf
Pr_35_31_85_36 : Gilding size
Pr_35_31_85_46 : Light duty road markings
Pr_35_31_85_47 : Line marking paints
Pr_35_31_85_48 : Luminous paints
Pr_35_31_85_62 : Polyurethane (PUR) rubber spray surfaces
Pr_35_31_85_65 : Preformed road markings
Pr_35_31_85_70 : Radiator enamels
Pr_35_31_85_72 : Reflective coatings
Pr_35_31_85_78 : Slip plane bituminous emulsion paints
Pr_35_31_85_80 : Slip-resistant surface treatments
Pr_35_31_85_82 : Surface hardeners
Pr_35_31_85_90 : Thermoplastic road markings
Pr_35_31_85_94 : Vitreous enamels
Pr_35_31_85_96 : Water-borne resin coatings
Pr_35_31_85_98 : Wearing surface dry shake material
Pr_35_57 : Non-rigid sheet mat and strip covering and finish products
Pr_35_57_11 : Carpets carpet tiles underlays and mats
Pr_35_57_11_05 : Axminster carpets
Pr_35_57_11_11 : Cellular plastics underlays
Pr_35_57_11_13 : Cellular rubber underlays
Pr_35_57_11_15 : Combined fibrous or non
Pr_35_57_11_24 : Dry felt paper interlays
Pr_35_57_11_26 : Entrance mats
Pr_35_57_11_27 : Ethylene propylene diene monomer (EPDM) rubber mats
Pr_35_57_11_28 : Exercise mats
Pr_35_57_11_29 : Flat needled carpet tiles
Pr_35_57_11_30 : Flat needled carpets
Pr_35_57_11_31 : Flocked carpets
Pr_35_57_11_36 : Hessian-faced cork underlays
Pr_35_57_11_40 : Impregnated fibrous underlays
Pr_35_57_11_45 : Knitted carpets
Pr_35_57_11_46 : Loose-laid cushion matting
Pr_35_57_11_47 : Loose-laid fatigue matting
Pr_35_57_11_49 : Loose-laid matting
Pr_35_57_11_56 : Needled felt underlays
Pr_35_57_11_57 : Needled pile carpet tiles
Pr_35_57_11_58 : Needled pile carpets
Pr_35_57_11_62 : Pile carpet tiles
Pr_35_57_11_64 : Pile carpets
Pr_35_57_11_66 : Polybutyl teraphthalate (PBT) bristle mats
Pr_35_57_11_68 : Polyvinylchloride (PVC) bristle mats
Pr_35_57_11_72 : Reed mats
Pr_35_57_11_74 : Rubber crumb underlays
Pr_35_57_11_85 : Synthetic grass surfaces
Pr_35_57_11_91 : Tufted carpets
Pr_35_57_11_97 : Wilton carpets
Pr_35_57_15 : Composite surfacing and underlay products
Pr_35_57_15_40 : In situ polymer shock absorption layers
Pr_35_57_15_42 : Interlocking shock absorption panels
Pr_35_57_15_75 : Sand enveloped shock absorption layers
Pr_35_57_22 : Decorative papers and roll coverings
Pr_35_57_22_08 : Border papers
Pr_35_57_22_15 : Cork roll coverings
Pr_35_57_22_38 : Heavy duty roll coverings
Pr_35_57_22_42 : Ingrain roll coverings
Pr_35_57_22_46 : Linen-backed lining papers
Pr_35_57_22_48 : Lining papers
Pr_35_57_22_51 : Metal foil roll coverings
Pr_35_57_22_52 : Metallic effect roll coverings
Pr_35_57_22_53 : Metalized roll coverings
Pr_35_57_22_54 : Mural roll coverings
Pr_35_57_22_58 : Non-woven lining papers
Pr_35_57_22_60 : Paper roll coverings
Pr_35_57_22_72 : Relief roll coverings
Pr_35_57_22_88 : Textile roll coverings
Pr_35_57_22_90 : Textured effect roll coverings
Pr_35_57_22_95 : Vinyl roll coverings
Pr_35_57_71 : Resilient floor coverings
Pr_35_57_71_02 : Agglomerated composition cork tiles
Pr_35_57_71_04 : Agglomerated composition cork tiles with polyvinyl chloride (PVC) wearing layer
Pr_35_57_71_13 : Composite rubber tiles
Pr_35_57_71_15 : Cork linoleum (cork carpet) sheets
Pr_35_57_71_17 : Cork-backed linoleum sheets
Pr_35_57_71_19 : Cork-backed polyvinyl chloride (PVC) sheets
Pr_35_57_71_20 : Cork-backed polyvinyl chloride (PVC) tiles
Pr_35_57_71_25 : Ethylene propylene diene monomer (EPDM) rubber tiles
Pr_35_57_71_26 : Expanded (cushioned) polyvinyl chloride (PVC) sheets
Pr_35_57_71_27 : Expanded (cushioned) polyvinyl chloride (PVC) tiles
Pr_35_57_71_28 : Filled fibrous-backed polyvinyl chloride (PVC) sheets
Pr_35_57_71_30 : Floor surface coating resins
Pr_35_57_71_31 : Foam-backed linoleum sheets
Pr_35_57_71_32 : Foam-backed polyvinyl chloride (PVC) PVC sheets
Pr_35_57_71_33 : Foam-backed polyvinyl chloride (PVC) PVC tiles
Pr_35_57_71_34 : Foam-backed smooth rubber sheets
Pr_35_57_71_35 : Granular rubber sheets
Pr_35_57_71_36 : Granular rubber tiles
Pr_35_57_71_37 : Hammered rubber tiles
Pr_35_57_71_43 : Jute or polyester felt-backed polyvinyl chloride (PVC) sheets
Pr_35_57_71_44 : Jute or polyester felt-backed polyvinyl chloride (PVC) tiles
Pr_35_57_71_46 : Linoleum sheets
Pr_35_57_71_49 : Linoleum tiles
Pr_35_57_71_55 : Multilayer flooring
Pr_35_57_71_61 : Particle-based enhanced slip resistant polyvinyl chloride (PVC) sheets
Pr_35_57_71_62 : Particle-based enhanced slip resistant polyvinyl chloride (PVC) tiles
Pr_35_57_71_67 : Polyvinyl chloride (PVC) sheets
Pr_35_57_71_68 : Polyvinyl chloride (PVC) tiles
Pr_35_57_71_72 : Relief rubber sheets
Pr_35_57_71_73 : Relief rubber tiles
Pr_35_57_71_74 : Rubber mat and sheet
Pr_35_57_71_75 : Rubber tiles
Pr_35_57_71_76 : Semi-flexible polyvinyl chloride (PVC) tiles
Pr_35_57_71_80 : Smooth rubber sheets
Pr_35_57_71_84 : Smooth rubber tiles
Pr_35_57_71_86 : Solid rubber sheets
Pr_35_57_88 : Textiles
Pr_35_57_88_16 : Cotton textiles
Pr_35_57_88_46 : Linen textiles
Pr_35_57_88_97 : Woollen textiles
Pr_35_57_88_98 : Wool-nylon textiles
Pr_35_90 : Trim products
Pr_35_90_07 : Beads stops and fillets
Pr_35_90_07_04 : Angle fillets
Pr_35_90_07_08 : Bitumen impregnated fibreboard fillets
Pr_35_90_07_24 : Dry lining beads
Pr_35_90_07_33 : Glazing beads
Pr_35_90_07_47 : Lead cames
Pr_35_90_07_63 : Plaster beads
Pr_35_90_07_72 : Render beads
Pr_35_90_07_73 : Render stops
Pr_35_90_07_88 : Thin-coat plaster beads
Pr_35_90_07_89 : Timber fillets
Pr_35_90_09 : Bridge expansion joints
Pr_35_90_09_11 : Cantilever expansion comb or tooth joints
Pr_35_90_09_27 : Elastomeric expansion joint in metal runners
Pr_35_90_09_28 : Elastomeric pad
Pr_35_90_09_71 : Reinforced elastomeric expansion joints
Pr_35_90_09_85 : Supported expansion joints
Pr_35_90_15 : Concrete construction joint accessories
Pr_35_90_15_08 : Bottom-of-slab plastics crack inducers
Pr_35_90_15_11 : Carbon steel arris armourings
Pr_35_90_15_12 : Carbon steel shear load connectors
Pr_35_90_15_13 : Carbon steel strip crack inducers
Pr_35_90_15_14 : Centrally-placed rubber flexible waterstops
Pr_35_90_15_15 : Centrally-placed polyvinyl chloride (PVC) elastomer flexible waterstops
Pr_35_90_15_16 : Centrally-placed unplasticized polyvinyl chloride (PVC-U) flexible waterstops
Pr_35_90_15_19 : Coated metal waterstop
Pr_35_90_15_37 : Headed stud shear connectors
Pr_35_90_15_42 : Injectable hose waterstops
Pr_35_90_15_63 : Plastics strip crack inducers
Pr_35_90_15_74 : Rubber hydrophilic waterstops
Pr_35_90_15_77 : Shrinkage tube crack inducers
Pr_35_90_15_82 : Stainless steel arris armourings
Pr_35_90_15_83 : Stainless steel shear load connectors
Pr_35_90_15_84 : Stainless steel strip crack inducers
Pr_35_90_15_85 : Surface mounted polyvinyl chloride (PVC) flexible waterstops
Pr_35_90_15_86 : Synthetic elastomer hydrophilic waterstops
Pr_35_90_15_88 : Thermal break shear load connectors
Pr_35_90_15_89 : Thermal break connection plates
Pr_35_90_22 : Dividing and edge strips
Pr_35_90_22_36 : Hardwood edgings
Pr_35_90_22_51 : Metal angle edgings
Pr_35_90_22_52 : Metal edgings
Pr_35_90_22_63 : Plastics edgings
Pr_35_90_22_66 : Preformed tiling strip joints
Pr_35_90_22_72 : Recycled plastics edgings
Pr_35_90_22_80 : Softwood edgings
Pr_35_90_22_88 : Timber grass edgings
Pr_35_90_27 : Expansion joints
Pr_35_90_27_11 : Chloroprene and aluminium expansion joints
Pr_35_90_27_12 : Chloroprene and copper expansion joints
Pr_35_90_27_13 : Chloroprene and lead expansion joints
Pr_35_90_27_14 : Chloroprene and stainless steel expansion joints
Pr_35_90_27_15 : Chloroprene and zinc expansion joints
Pr_35_90_28 : External trims and sills
Pr_35_90_28_04 : Anti-climb security devices
Pr_35_90_28_15 : Cover caps
Pr_35_90_28_23 : Double skin glass-reinforced plastics (GRP) components
Pr_35_90_28_28 : External extension sills
Pr_35_90_28_32 : Glass-reinforced plastics (GRP) façade components
Pr_35_90_28_33 : Glass-reinforced plastics (GRP) roof components
Pr_35_90_28_36 : Hardwood copings
Pr_35_90_28_50 : Membrane standing seam profiles
Pr_35_90_28_51 : Metal drip trims
Pr_35_90_28_52 : Metal finishing trims
Pr_35_90_28_62 : Plastics and composite material trim boards
Pr_35_90_28_64 : Polyvinyl chloride (PVC) standing seam profiles
Pr_35_90_28_72 : Roof membrane perimeter trims
Pr_35_90_28_76 : Single skin ribbed glass
Pr_35_90_28_79 : Softwood copings
Pr_35_90_28_84 : Stainless steel undersills
Pr_35_90_28_92 : Unplasticized polyvinyl chloride (PVC-U) finishing trims
Pr_35_90_28_93 : Unplasticized polyvinyl chloride (PVC-U) sills
Pr_35_90_28_96 : Wood finishing trims
Pr_35_90_28_97 : Wood trim boards
Pr_35_90_30 : Flashings and aprons
Pr_35_90_30_01 : Aluminium flashings and aprons
Pr_35_90_30_08 : Bitumen-based flashings and aprons
Pr_35_90_30_11 : Carbon steel flashings and aprons
Pr_35_90_30_15 : Copper flashings and aprons
Pr_35_90_30_18 : Copper slates
Pr_35_90_30_34 : Glass-reinforced plastics (GRP) flashings and aprons
Pr_35_90_30_46 : Lead flashings and aprons
Pr_35_90_30_47 : Lead slates
Pr_35_90_30_64 : Polyethylene (PE)-based flashings and aprons
Pr_35_90_30_72 : Recycled plastics flashings and aprons
Pr_35_90_30_83 : Stainless steel flashings and aprons
Pr_35_90_30_99 : Zinc flashings and aprons
Pr_35_90_31 : Floor and stair trims
Pr_35_90_31_11 : Carpet grippers
Pr_35_90_31_12 : Carpet gripper strips
Pr_35_90_31_26 : Flexible polyvinyl chloride (PVC) stair nosings
Pr_35_90_31_27 : Flexible stair coverings
Pr_35_90_31_28 : Floor construction joint trims
Pr_35_90_31_29 : Floor cover strips
Pr_35_90_31_30 : Floor dividing strips
Pr_35_90_31_31 : Floor edge trims
Pr_35_90_31_32 : Floor edging strips
Pr_35_90_31_33 : Floor threshold strips
Pr_35_90_31_36 : Hardwood floor threshold strips
Pr_35_90_31_37 : Hardwood stair trims
Pr_35_90_31_50 : Mat well frames
Pr_35_90_31_58 : One part floor transition strips
Pr_35_90_31_66 : Preformed strip joints to screeds
Pr_35_90_31_70 : Radiator pipe floor covers
Pr_35_90_31_71 : Raised access floor level-change trims
Pr_35_90_31_72 : Raised access floor vertical edging panels
Pr_35_90_31_73 : Render-grade resin coves
Pr_35_90_31_74 : Rigid stair nosings
Pr_35_90_31_75 : Rubber composite stair nosing inserts
Pr_35_90_31_83 : Stair rods
Pr_35_90_31_84 : Stair trims
Pr_35_90_31_90 : Two-part floor transition strips
Pr_35_90_31_95 : Wearing screed sawn-joint sealing strips
Pr_35_90_31_96 : Wood-based floor threshold strips
Pr_35_90_31_97 : Wood-based floor transition strips
Pr_35_90_33 : Gaskets weatherstrips and baffles
Pr_35_90_33_12 : Cellular rubber gaskets
Pr_35_90_33_20 : Curtain walls glazing and panel gaskets
Pr_35_90_33_22 : Door and window weatherstrips and seals
Pr_35_90_33_23 : Door threshold weatherstrips and seals
Pr_35_90_33_24 : Ethylene propylene diene monomer (EPDM) combined hydrophilic gaskets
Pr_35_90_33_25 : Ethylene propylene diene monomer (EPDM) gaskets
Pr_35_90_33_26 : Ethylene propylene diene monomer (EPDM) rubber section glazing trims
Pr_35_90_33_28 : Extruded polyvinyl chloride (PVC) glazing gaskets
Pr_35_90_33_34 : Glass-reinforced plastics (GRP) cladding neoprene gaskets
Pr_35_90_33_39 : Hydrophilic gaskets
Pr_35_90_33_56 : Neoprene baffles
Pr_35_90_33_57 : Non-cellular rubber gaskets
Pr_35_90_33_64 : Polypropylene baffles
Pr_35_90_33_66 : Pre-formed butyl strip glazing trims
Pr_35_90_33_77 : Single-sided glazing gaskets
Pr_35_90_33_84 : Stainless steel baffles
Pr_35_90_33_86 : Synthetic rubber glazing gaskets
Pr_35_90_33_97 : Weatherstripping
Pr_35_90_33_99 : Zipper gaskets
Pr_35_90_43 : Interior wall and ceiling trims
Pr_35_90_43_02 : Aluminium skirtings
Pr_35_90_43_03 : Angle trims
Pr_35_90_43_04 : Arrises
Pr_35_90_43_12 : Ceiling perimeter trims
Pr_35_90_43_13 : Column guards
Pr_35_90_43_14 : Cork cove skirtings
Pr_35_90_43_15 : Corner guards
Pr_35_90_43_16 : Cover strips
Pr_35_90_43_17 : Coves
Pr_35_90_43_21 : Edge battens
Pr_35_90_43_22 : Edge trims
Pr_35_90_43_29 : Fibrous plaster mouldings
Pr_35_90_43_30 : Fire-insulating caps
Pr_35_90_43_42 : Intumescent protective castings
Pr_35_90_43_47 : Lighting cornices
Pr_35_90_43_48 : Medium density fibreboard (MDF) architraves
Pr_35_90_43_49 : Medium density fibreboard (MDF) backboards
Pr_35_90_43_50 : Medium density fibreboard (MDF) cover strips
Pr_35_90_43_51 : Medium density fibreboard (MDF) dado rails
Pr_35_90_43_52 : Medium density fibreboard (MDF) edge trims
Pr_35_90_43_53 : Medium density fibreboard (MDF) lining boards
Pr_35_90_43_54 : Medium density fibreboard (MDF) mouldings and trims
Pr_35_90_43_55 : Medium density fibreboard (MDF) mounting battens
Pr_35_90_43_56 : Medium density fibreboard (MDF) picture rails
Pr_35_90_43_57 : Medium density fibreboard (MDF) protection rails
Pr_35_90_43_58 : Medium density fibreboard (MDF) skirtings
Pr_35_90_43_59 : Metal skirtings
Pr_35_90_43_60 : Panel partition closer pieces
Pr_35_90_43_61 : Pilasters
Pr_35_90_43_62 : Plaster cornices
Pr_35_90_43_63 : Plastics skirtings
Pr_35_90_43_64 : Polyvinyl chloride (PVC) cove skirtings
Pr_35_90_43_66 : Preformed casings
Pr_35_90_43_70 : Radiator guards
Pr_35_90_43_74 : Rubber cove skirtings
Pr_35_90_43_84 : Solid cast plaster mouldings
Pr_35_90_43_86 : Wall protection panels
Pr_35_90_43_87 : Wood architraves
Pr_35_90_43_88 : Wood backboards
Pr_35_90_43_89 : Wood cover strips
Pr_35_90_43_90 : Wood dado rails
Pr_35_90_43_91 : Wood edge trims
Pr_35_90_43_92 : Wood fillets
Pr_35_90_43_93 : Wood lining boards
Pr_35_90_43_94 : Wood mouldings and trims
Pr_35_90_43_95 : Wood mounting battens
Pr_35_90_43_96 : Wood picture rails
Pr_35_90_43_97 : Wood protection rails
Pr_35_90_43_98 : Wood skirtings
Pr_35_90_50 : Masonry walling ancillary products
Pr_35_90_50_03 : Airbricks
Pr_35_90_50_61 : Perpend joint plastics cavity ventilators
Pr_35_90_50_62 : Perpend joint plastics weep holes
Pr_35_90_50_64 : Plastics cavity closers
Pr_35_90_50_88 : Tile creasings
Pr_35_90_53 : Movement joints
Pr_35_90_53_11 : Cast-in screed movement joints
Pr_35_90_53_30 : Fibre cement movement joints
Pr_35_90_53_42 : Insulated render system construction and movement joints
Pr_35_90_53_50 : Mastic asphalt (MA) movement joints
Pr_35_90_53_52 : Metal movement joint edging angles
Pr_35_90_53_53 : Metal section movement joints
Pr_35_90_53_54 : Minor flat roofing movement joints
Pr_35_90_53_72 : Resin flooring strip movement joints
Pr_35_90_53_85 : Sprayed monolithic coating movement joints
Pr_35_90_53_86 : Strip movement joints
Pr_35_90_53_88 : Timber flooring movement joints
Pr_35_90_53_93 : Unplasticized polyvinyl chloride (PVC-U) external render and plaster movement joints
Pr_35_90_60 : Paving studs and inserts
Pr_35_90_60_22 : Demarcation inserts
Pr_35_90_60_41 : Illuminated road studs
Pr_35_90_60_57 : Non-reflecting road studs
Pr_35_90_60_62 : Pedestrian delineation road studs
Pr_35_90_60_71 : Retroreflecting road studs
Pr_35_90_60_77 : Skateboard deterrent studs
Pr_35_90_60_78 : Slip resistant cast inserts
Pr_35_90_60_79 : Slip resistant rebate inserts
Pr_35_90_60_87 : Tactile paving studs
Pr_35_90_87 : Tapes strips and profile fillers
Pr_35_90_87_01 : Acrylic adhesive fixing tapes
Pr_35_90_87_02 : Acrylic adhesive sealant tapes
Pr_35_90_87_03 : Aluminium conductor tapes
Pr_35_90_87_04 : Aluminium foil tapes
Pr_35_90_87_07 : Butyl rubber adhesive tapes
Pr_35_90_87_08 : Butyl rubber preformed strips
Pr_35_90_87_09 : Butyl rubber sealant tapes
Pr_35_90_87_10 : Butyl rubber fleece tapes
Pr_35_90_87_15 : Copper conductor tapes
Pr_35_90_87_23 : Double-sided tape damp-proof course joint sealers
Pr_35_90_87_25 : Ethylene propylene diene monomer (EPDM)-coated expanded polyethylene (PE) foam profile fillers
Pr_35_90_87_26 : Expanded polyethylene (PE) foam profile fillers
Pr_35_90_87_27 : Expanded polyethylene (PE) foam strips
Pr_35_90_87_28 : Expanded polystyrene (EPS) foam strips
Pr_35_90_87_30 : Fire-resistant glazing tapes
Pr_35_90_87_31 : Flash tapes
Pr_35_90_87_34 : Glass fibre mesh repair tapes
Pr_35_90_87_37 : Heat-bonded carpet tapes
Pr_35_90_87_41 : Intumescent tapes
Pr_35_90_87_42 : Isolating tapes
Pr_35_90_87_52 : Metal strip reinforced paper tapes
Pr_35_90_87_53 : Mineral fibre joint fillers
Pr_35_90_87_54 : Mineral fibre profile fillers
Pr_35_90_87_56 : Non-impregnated foam glazing tapes
Pr_35_90_87_60 : Paper jointing tapes
Pr_35_90_87_64 : Polyethylene (PE) debonding tapes
Pr_35_90_87_66 : Polytetrafluoroethylene (PTFE) tapes
Pr_35_90_87_67 : Pre-formed butyl shim glazing tapes
Pr_35_90_87_71 : Resin impregnated pre-compressed foam sealing strips
Pr_35_90_87_72 : Retroreflective self-adhesive tapes
Pr_35_90_87_77 : Self-adhesive bitumen tapes
Pr_35_90_87_78 : Self-adhesive sports marking tapes
Pr_35_90_87_84 : Structural glazing tapes
Pr_35_90_87_85 : Synthetic closed cell foam rubber profile fillers
Pr_35_90_87_86 : Synthetic rubber strips
Pr_35_90_87_97 : Water polo field marking lines
Pr_35_90_87_98 : Woven glass fibre fabric strips
Pr_35_90_93 : Unit roofing fittings
Pr_35_90_93_07 : Bitumen membrane shingle cappings
Pr_35_90_93_12 : Clay tile hip fittings
Pr_35_90_93_13 : Clay tile ridge fittings
Pr_35_90_93_14 : Clay tile roof slope ventilation fittings
Pr_35_90_93_15 : Clay tile valley fittings
Pr_35_90_93_16 : Clay tile verge fittings
Pr_35_90_93_19 : Concrete tile hip fittings
Pr_35_90_93_21 : Concrete tile ridge fittings
Pr_35_90_93_22 : Concrete tile roof slope ventilation fittings
Pr_35_90_93_23 : Concrete tile valley fittings
Pr_35_90_93_24 : Concrete tile verge fittings
Pr_35_90_93_26 : Dentil slips
Pr_35_90_93_27 : Dry fixing abutments
Pr_35_90_93_28 : Dry fixing hips
Pr_35_90_93_29 : Dry fixing ridges
Pr_35_90_93_30 : Dry fixing verges
Pr_35_90_93_32 : Fibre-cement slate hip fittings
Pr_35_90_93_33 : Fibre-cement slate ridge fittings
Pr_35_90_93_34 : Fibre-cement slate roof slope ventilation fittings
Pr_35_90_93_35 : Fibre-cement slate verge fittings
Pr_35_90_93_51 : Metal tile hip fittings
Pr_35_90_93_52 : Metal tile ridge fittings
Pr_35_90_93_53 : Metal tile verge fittings
Pr_35_90_93_72 : Reconstituted slate roof slope ventilation fittings
Pr_35_90_93_96 : Wood shake fittings
Pr_35_90_93_97 : Wood shingle fittings
Pr_35_93 : Unit covering and finish products
Pr_35_93_13 : Ceiling infill units
Pr_35_93_13_13 : Cement bonded wood wool infill units
Pr_35_93_13_30 : Fibre reinforced gypsum infill units
Pr_35_93_13_51 : Metal infill units
Pr_35_93_13_53 : Mineral fibre infill units
Pr_35_93_13_58 : Open cell infill units
Pr_35_93_13_61 : Panel diffusers infill units
Pr_35_93_13_65 : Profiled metal acoustic panel
Pr_35_93_13_71 : Resin bonded mineral wool infill units
Pr_35_93_13_73 : Rigid urethane foam infill units
Pr_35_93_13_80 : Sound attenuator infill units
Pr_35_93_13_94 : Veneered wood composite infill units
Pr_35_93_96 : Wall and floor tile units
Pr_35_93_96_10 : Cast stone slabs
Pr_35_93_96_11 : Cast stone tiles
Pr_35_93_96_12 : Ceramic tile angle beads
Pr_35_93_96_13 : Ceramic tile borders
Pr_35_93_96_14 : Ceramic tile cove skirtings
Pr_35_93_96_15 : Ceramic tile floor channels
Pr_35_93_96_16 : Ceramic tile round edges
Pr_35_93_96_17 : Ceramic tile sit-on skirtings
Pr_35_93_96_18 : Ceramic tile step treads
Pr_35_93_96_19 : Ceramic tiles
Pr_35_93_96_21 : Concrete tiles
Pr_35_93_96_51 : Metal tiles
Pr_35_93_96_53 : Mosaic tiles
Pr_35_93_96_56 : Natural stone wall and floor slabs
Pr_35_93_96_57 : Natural stone tiles
Pr_35_93_96_66 : Quarry tile borders
Pr_35_93_96_67 : Quarry tile cove skirtings
Pr_35_93_96_68 : Quarry tile floor channels
Pr_35_93_96_70 : Quarry tile sit-on skirtings
Pr_35_93_96_71 : Quarry tile step treads
Pr_35_93_96_72 : Quarry tiles
Pr_35_93_96_85 : Stone slabs
Pr_35_93_96_86 : Stone tiles
Pr_35_93_96_88 : Terrazzo precast units
Pr_35_93_96_89 : Terrazzo tile skirtings
Pr_35_93_96_90 : Terrazzo tiles
Pr_35_93_96_92 : Tile spacers
Pr_35_93_97 : Wood block units
Pr_35_93_97_15 : Composition blocks
Pr_35_93_97_52 : Mosaic panels
Pr_35_93_97_96 : Wood blocks
Pr_40 : Signage sanitary fittings and fittings furnishing and equipment (FF&E) products
Pr_40_10 : Signage products
Pr_40_10_27 : Electrical services signs
Pr_40_10_27_24 : Electrical diagrams
Pr_40_10_27_27 : Electrical shock treatment signs
Pr_40_10_27_28 : Externally illuminated emergency exit signs
Pr_40_10_27_43 : Induction loop system signs
Pr_40_10_27_62 : Photoluminescent emergency signs
Pr_40_10_27_63 : Photoluminescent low mounted way-guidance lighting
Pr_40_10_27_86 : Surveillance system signs
Pr_40_10_27_88 : Telecommunications equipment and outlets labels
Pr_40_10_27_91 : Underground cable marker tapes
Pr_40_10_57 : Notices identification and labels
Pr_40_10_57_10 : Burnt clay warning marker tiles
Pr_40_10_57_15 : Concrete warning marker tiles
Pr_40_10_57_26 : Engraved mechanical plant and equipment identification labels
Pr_40_10_57_27 : Engraved valve charts and schematics
Pr_40_10_57_28 : Engraved valve identification labels
Pr_40_10_57_29 : Equipment labels and warning notices
Pr_40_10_57_32 : Fire hydrant indicator plates
Pr_40_10_57_39 : Images and logos
Pr_40_10_57_40 : Inclined stair lift notices
Pr_40_10_57_50 : Marker posts
Pr_40_10_57_52 : Metal ductwork labels
Pr_40_10_57_56 : Nail identification washers
Pr_40_10_57_60 : Paper valve charts and schematics
Pr_40_10_57_63 : Plants delivery labels
Pr_40_10_57_64 : Plants permanent labels
Pr_40_10_57_65 : Plastics ductwork labels
Pr_40_10_57_66 : Plastics warning marker boards
Pr_40_10_57_67 : Platform lift notices
Pr_40_10_57_76 : Screen-printed mechanical plant and equipment identification labels
Pr_40_10_57_77 : Screen-printed valve identification labels
Pr_40_10_57_78 : Self-adhesive colour pipe bands
Pr_40_10_57_79 : Self-adhesive plastics ductwork labels and transfers
Pr_40_10_57_96 : Warning marker tapes
Pr_40_10_57_97 : Warning marker tiles
Pr_40_10_57_98 : Water firefighting system identification and labels
Pr_40_10_77 : Signs and markers
Pr_40_10_77_02 : ‘A’ boards
Pr_40_10_77_04 : Alpha numeric characters
Pr_40_10_77_05 : Applied glazing details
Pr_40_10_77_06 : Banner signs
Pr_40_10_77_08 : Braille signs
Pr_40_10_77_11 : Cabinet signs
Pr_40_10_77_22 : Designation signs
Pr_40_10_77_24 : Directory signs
Pr_40_10_77_29 : Fencing safety reflectors
Pr_40_10_77_30 : Finger signs
Pr_40_10_77_31 : Fire equipment signs
Pr_40_10_77_32 : Fire escape route signs
Pr_40_10_77_36 : Hazard delineators
Pr_40_10_77_37 : Highway marker posts
Pr_40_10_77_38 : Hoarding signs
Pr_40_10_77_42 : Individual letter signs
Pr_40_10_77_46 : Ladder signs
Pr_40_10_77_50 : Mandatory action signs
Pr_40_10_77_52 : Monolith signs
Pr_40_10_77_53 : Moving signs
Pr_40_10_77_56 : Nameplates
Pr_40_10_77_63 : Plaques
Pr_40_10_77_64 : Platform lift signs
Pr_40_10_77_66 : Prohibition signs
Pr_40_10_77_69 : Public access stair lift signs
Pr_40_10_77_70 : Rail traffic signs
Pr_40_10_77_72 : Road traffic signs
Pr_40_10_77_75 : Safe condition signs
Pr_40_10_77_76 : Safety signs
Pr_40_10_77_77 : Signboards
Pr_40_10_77_79 : Sliding cover signs
Pr_40_10_77_82 : Stair lift signs
Pr_40_10_77_84 : Street sign plates
Pr_40_10_77_85 : Street signs
Pr_40_10_77_86 : Survey markers
Pr_40_10_77_89 : Traffic cone
Pr_40_10_77_90 : Traffic cylinder
Pr_40_10_77_94 : Verge markers
Pr_40_10_77_96 : Warning markers
Pr_40_10_77_97 : Warning signs
Pr_40_10_77_98 : Waymarker discs
Pr_40_10_77_99 : Waymarker posts
Pr_40_10_90 : Water and navigation aid signs
Pr_40_10_90_07 : Beacon
Pr_40_10_90_10 : Buoy
Pr_40_10_90_23 : Dolphin
Pr_40_10_90_31 : Fog signal
Pr_40_10_90_50 : Marine traffic signal
Pr_40_10_90_80 : Signage
Pr_40_10_96 : Wind direction indicator products
Pr_40_10_96_96 : Weathervanes
Pr_40_10_96_98 : Windsocks
Pr_40_20 : Sanitary fittings and accessories
Pr_40_20_06 : Bathing fittings
Pr_40_20_06_02 : Accessible baths
Pr_40_20_06_08 : Baths
Pr_40_20_06_11 : Bidets
Pr_40_20_06_36 : Health care general baths
Pr_40_20_06_38 : Hospital pattern bidets
Pr_40_20_06_79 : Shower enclosures
Pr_40_20_06_83 : Shower seats
Pr_40_20_06_84 : Shower trays
Pr_40_20_06_99 : Whirlpool baths
Pr_40_20_60 : Packaged sanitary fittings
Pr_40_20_60_02 : Accessible WC Doc M equipment packages
Pr_40_20_60_75 : Sauna room packages
Pr_40_20_60_78 : Shower enclosure packages
Pr_40_20_60_85 : Steam cabinet packages
Pr_40_20_60_86 : Steam room packages
Pr_40_20_76 : Sanitary accessories
Pr_40_20_76_02 : Air fresheners
Pr_40_20_76_06 : Baby changing units
Pr_40_20_76_07 : Bath panels
Pr_40_20_76_82 : Soap dishes
Pr_40_20_76_83 : Splashbacks
Pr_40_20_76_84 : Support rails
Pr_40_20_76_86 : Toilet brush holders
Pr_40_20_76_88 : Toilet roll holders
Pr_40_20_76_89 : Toothbrush holders
Pr_40_20_76_90 : Towel rails
Pr_40_20_76_91 : Towel rings
Pr_40_20_76_92 : Tumbler holders
Pr_40_20_76_94 : Vanity units
Pr_40_20_76_98 : WC pan backrests
Pr_40_20_87 : Taps and water supply outlet fittings
Pr_40_20_87_07 : Bath manual water supply sets
Pr_40_20_87_08 : Bath spouts
Pr_40_20_87_09 : Bath taps
Pr_40_20_87_10 : Bath thermostatic water supply sets
Pr_40_20_87_11 : Bidet taps
Pr_40_20_87_24 : Drinking fountains
Pr_40_20_87_28 : Eye wash fountains
Pr_40_20_87_31 : Foot-operated valves
Pr_40_20_87_33 : Garden taps
Pr_40_20_87_35 : Grip valves
Pr_40_20_87_43 : Key-operated valves
Pr_40_20_87_49 : Knee-operated valves
Pr_40_20_87_75 : Shower fittings package
Pr_40_20_87_76 : Shower heads
Pr_40_20_87_77 : Shower head holder
Pr_40_20_87_78 : Shower manual water supply sets
Pr_40_20_87_79 : Shower self-closing (emergency) valves
Pr_40_20_87_80 : Shower thermostatic valves
Pr_40_20_87_81 : Shower thermostatic water supply sets
Pr_40_20_87_82 : Sink manual water supply sets
Pr_40_20_87_83 : Sink spouts
Pr_40_20_87_84 : Sink taps
Pr_40_20_87_85 : Sink thermostatic water supply sets
Pr_40_20_87_96 : Washbasin manual water supply sets
Pr_40_20_87_97 : Washbasin spouts
Pr_40_20_87_98 : Washbasin taps
Pr_40_20_87_99 : Washbasin thermostatic water supply sets
Pr_40_20_93 : Urinal and WC fittings
Pr_40_20_93_36 : Health care macerators
Pr_40_20_93_37 : Hospital pattern disposal units
Pr_40_20_93_38 : Hospital pattern urinals
Pr_40_20_93_39 : Hospital pattern WC pans and cisterns
Pr_40_20_93_62 : Pre-plumbed installation frames
Pr_40_20_93_77 : Slab urinals
Pr_40_20_93_78 : Urinal cisterns
Pr_40_20_93_79 : Urinal flushing valves
Pr_40_20_93_80 : Urinal flush pipe
Pr_40_20_93_81 : Urinal wastes
Pr_40_20_93_82 : Wall-hung urinals
Pr_40_20_93_84 : Waterless urinals
Pr_40_20_93_85 : Waterless WC packages (composting toilets)
Pr_40_20_93_86 : WC and washbasin combined units
Pr_40_20_93_87 : WC cistern fittings
Pr_40_20_93_89 : WC cisterns
Pr_40_20_93_90 : WC cistern flush pipes
Pr_40_20_93_91 : WC flushing valves
Pr_40_20_93_92 : WC large capacity replacement cisterns
Pr_40_20_93_93 : WC pan connectors
Pr_40_20_93_94 : WC pans
Pr_40_20_93_95 : WC seats and covers
Pr_40_20_93_96 : WC squatting pans
Pr_40_20_93_97 : WC suites
Pr_40_20_93_99 : WC wash and dry combined units
Pr_40_20_96 : Wash basins sinks and troughs
Pr_40_20_96_15 : Ceramic sinks
Pr_40_20_96_17 : Commercial kitchen rinsing sinks
Pr_40_20_96_18 : Counter top wash basins
Pr_40_20_96_34 : Health care clinical sinks with drainers
Pr_40_20_96_35 : Health care clinical wash basins
Pr_40_20_96_36 : Health care domestic service sinks
Pr_40_20_96_37 : Health care general wash basins
Pr_40_20_96_38 : Health care hand rinse basins
Pr_40_20_96_39 : Hospital pattern plaster sinks
Pr_40_20_96_40 : Hospital pattern scrub-up troughs
Pr_40_20_96_42 : Integral wash basins and vanity tops
Pr_40_20_96_44 : Janitorial sinks
Pr_40_20_96_45 : Kitchen sinks
Pr_40_20_96_46 : Laundry troughs
Pr_40_20_96_63 : Pedestal wash basins
Pr_40_20_96_70 : Recessed wash basins
Pr_40_20_96_81 : Sinks
Pr_40_20_96_92 : Undermounted wash basins
Pr_40_20_96_95 : Wall-hung hand rinse basins
Pr_40_20_96_96 : Wall-hung wash basins
Pr_40_20_96_99 : Wash troughs
Pr_40_30 : Fittings
Pr_40_30_04 : Animal housing
Pr_40_30_04_02 : Animal feeding stations
Pr_40_30_04_06 : Bat boxes
Pr_40_30_04_07 : Bird baths
Pr_40_30_04_08 : Bird boxes
Pr_40_30_04_09 : Bird roosts
Pr_40_30_04_15 : Columbaria
Pr_40_30_04_24 : Dog kennels
Pr_40_30_04_25 : Dovecotes
Pr_40_30_04_41 : Insect houses
Pr_40_30_04_50 : Mammal houses
Pr_40_30_04_56 : Nesting baskets
Pr_40_30_04_57 : Nest poles and platforms
Pr_40_30_20 : Curtains and screens
Pr_40_30_20_13 : Choir screens
Pr_40_30_20_38 : Hospital bed screens
Pr_40_30_20_58 : Organ screens
Pr_40_30_20_59 : Ornamental screens
Pr_40_30_20_63 : Privacy curtain supports
Pr_40_30_20_64 : Privacy curtains
Pr_40_30_20_65 : Privacy screens
Pr_40_30_20_67 : PVC strip curtain sets
Pr_40_30_20_71 : Relaxation screens
Pr_40_30_20_77 : Shower curtain rails
Pr_40_30_20_78 : Shower curtains
Pr_40_30_20_83 : Stage curtain supports
Pr_40_30_20_84 : Stage curtains
Pr_40_30_20_96 : Window curtain supports
Pr_40_30_20_97 : Window curtains
Pr_40_30_21 : Cycle stands and lockers
Pr_40_30_21_02 : Aluminium cycle lockers
Pr_40_30_21_11 : Carbon steel cycle lockers
Pr_40_30_21_12 : Carbon steel cycle stands
Pr_40_30_21_13 : Ceiling-mounted cycle supports
Pr_40_30_21_35 : Ground-mounted cycle stands
Pr_40_30_21_36 : Hardwood cycle stands
Pr_40_30_21_65 : Plastics cycle lockers
Pr_40_30_21_83 : Stainless steel cycle lockers
Pr_40_30_21_84 : Stainless steel cycle stands
Pr_40_30_21_96 : Wall-mounted cycle stands
Pr_40_30_22 : Deterrents and traps
Pr_40_30_22_02 : Animal deterrents
Pr_40_30_22_05 : Bait stations
Pr_40_30_22_06 : Bird deterrent spikes
Pr_40_30_22_11 : Cage traps
Pr_40_30_22_14 : Coiled wire bird deterrents
Pr_40_30_22_22 : Decoy predators
Pr_40_30_22_26 : Electric pulse tactile/track bird deterrents
Pr_40_30_22_30 : Flight diverters
Pr_40_30_22_31 : Frond bird deterrents
Pr_40_30_22_34 : Guard barriers
Pr_40_30_22_38 : Humane traps
Pr_40_30_22_40 : Inclined surface bird deterrents
Pr_40_30_22_46 : Laser bird repellers
Pr_40_30_22_48 : Low tension wire bird (gull) deterrents
Pr_40_30_22_56 : Non-toxic rat and mouse baits
Pr_40_30_22_60 : Pheromone traps
Pr_40_30_22_64 : Powered traps
Pr_40_30_22_66 : Powered ultraviolet light traps
Pr_40_30_22_76 : Scare eyes
Pr_40_30_22_80 : Sonic deterrents
Pr_40_30_22_82 : Spring traps
Pr_40_30_22_84 : Sprung tension wire bird deterrents
Pr_40_30_22_87 : Tactile gels and liquids deterrents
Pr_40_30_22_89 : Taste and scent bird deterrents
Pr_40_30_22_92 : Ultrasonic rodent repellers
Pr_40_30_22_95 : Vision disturbance bird deterrents
Pr_40_30_22_96 : Visual threat bird deterrents
Pr_40_30_25 : Display and presentation fittings
Pr_40_30_25_03 : Audible signs
Pr_40_30_25_04 : Audio visual furniture
Pr_40_30_25_13 : Chalkboards
Pr_40_30_25_17 : Computer generated signs
Pr_40_30_25_21 : Demountable podia and staging
Pr_40_30_25_22 : Desktop lecterns
Pr_40_30_25_23 : Display screens
Pr_40_30_25_25 : Dot matrix displays
Pr_40_30_25_30 : Freestanding screens
Pr_40_30_25_42 : Interactive whiteboards
Pr_40_30_25_46 : Lecterns
Pr_40_30_25_47 : Light emitting diode (LED) panels
Pr_40_30_25_48 : Liquid crystal display (LCD) panels
Pr_40_30_25_50 : Magnetic boards
Pr_40_30_25_55 : Multimedia screens
Pr_40_30_25_58 : Notice boards
Pr_40_30_25_64 : Pinboards
Pr_40_30_25_65 : Plasma display screens
Pr_40_30_25_67 : Projection screens
Pr_40_30_25_71 : Retail display fittings
Pr_40_30_25_88 : Teaching walls
Pr_40_30_25_96 : Whiteboards
Pr_40_30_26 : Drying lines
Pr_40_30_26_09 : Bathroom clothes drying lines
Pr_40_30_26_58 : Outdoor clothes rotary driers
Pr_40_30_26_59 : Outdoor clothes drying lines
Pr_40_30_26_63 : Photographic film drying lines
Pr_40_30_26_93 : Utility room clothes drying lines
Pr_40_30_29 : Fitted chairs seats and benches
Pr_40_30_29_05 : Auditorium seating
Pr_40_30_29_12 : Choir seating
Pr_40_30_29_13 : Choir stalls
Pr_40_30_29_22 : Demountable seats
Pr_40_30_29_29 : Fixed seats
Pr_40_30_29_31 : Fixed observation poolside chairs
Pr_40_30_29_61 : Pedicure chairs
Pr_40_30_29_72 : Retractable seats
Pr_40_30_29_83 : Spa foot ritual benches
Pr_40_30_29_84 : Street and site benches
Pr_40_30_29_85 : Street and site seats
Pr_40_30_29_88 : Thrones
Pr_40_30_29_96 : Wall-fixed lift-up seats
Pr_40_30_29_97 : Wall-mounted gallery benches
Pr_40_30_30 : Fitted desks tables and worktops
Pr_40_30_30_18 : Counter tops
Pr_40_30_30_22 : Dishwasher inlet tables
Pr_40_30_30_23 : Dishwasher outlet tables
Pr_40_30_30_32 : Food preparation worktops
Pr_40_30_30_42 : Industrial work benches
Pr_40_30_30_45 : Kitchen splashbacks
Pr_40_30_30_47 : Laboratory work benches
Pr_40_30_30_48 : Laboratory worktops
Pr_40_30_30_62 : Picnic tables
Pr_40_30_30_71 : Reception desks
Pr_40_30_30_78 : School art design and technology work benches
Pr_40_30_30_79 : Servery counters
Pr_40_30_30_80 : Sink tables
Pr_40_30_30_86 : Street and site tables
Pr_40_30_30_96 : Worktops
Pr_40_30_31 : Flagpoles
Pr_40_30_31_29 : Fan-assisted ground-mounted flagpoles
Pr_40_30_31_33 : Ground-mounted banner poles
Pr_40_30_31_34 : Ground-mounted flagpoles
Pr_40_30_31_35 : Ground-mounted sleeved flagpoles
Pr_40_30_31_53 : Mobile telescopic flagpoles
Pr_40_30_31_70 : Rigged and guyed flagpoles
Pr_40_30_31_71 : Rigged un-guyed flagpoles
Pr_40_30_31_96 : Wall-mounted flagpoles
Pr_40_30_50 : Mail fittings
Pr_40_30_50_46 : Letter boxes
Pr_40_30_50_47 : Letter cages
Pr_40_30_50_48 : Letter plate internal flaps and seals
Pr_40_30_50_49 : Letter plates
Pr_40_30_50_62 : Pigeonholes
Pr_40_30_50_65 : Post boxes
Pr_40_30_55 : Musical instruments
Pr_40_30_55_06 : Bell frames
Pr_40_30_55_07 : Bell headstocks
Pr_40_30_55_08 : Bell wheels
Pr_40_30_55_10 : Bracket bells
Pr_40_30_55_77 : Ship’s bells
Pr_40_30_55_89 : Tower bells
Pr_40_30_55_90 : Tubular bells
Pr_40_30_55_91 : Turret bells
Pr_40_30_61 : Play equipment
Pr_40_30_61_15 : Climbing frames
Pr_40_30_61_18 : Combined play structures
Pr_40_30_61_40 : Imaginative play structures
Pr_40_30_61_42 : Infant’s swings
Pr_40_30_61_52 : Modular play climbers
Pr_40_30_61_61 : Play panels
Pr_40_30_61_62 : Play pools
Pr_40_30_61_63 : Play roundabouts
Pr_40_30_61_64 : Play runways
Pr_40_30_61_65 : Play sandpits
Pr_40_30_61_66 : Play slides
Pr_40_30_61_67 : Play swings
Pr_40_30_61_77 : See-saws
Pr_40_30_61_78 : Sensory play structures
Pr_40_30_61_79 : Sit-on rockers
Pr_40_30_61_82 : Spinning poles
Pr_40_30_61_88 : Traditional rockers
Pr_40_30_61_95 : Water play equipment
Pr_40_30_61_96 : Water play fountains
Pr_40_30_61_97 : Water play structures
Pr_40_30_61_98 : Wobble boards
Pr_40_30_65 : Point of sale fittings
Pr_40_30_65_11 : Cash registers
Pr_40_30_65_12 : Cash transfer units
Pr_40_30_65_13 : Cashier drawers
Pr_40_30_65_60 : Paystations and troughs
Pr_40_30_65_65 : Point of sale units
Pr_40_30_65_88 : Tills
Pr_40_30_66 : Poster display units
Pr_40_30_66_22 : Digital poster display units
Pr_40_30_66_73 : Rolling poster display units
Pr_40_30_66_74 : Rotating poster display units
Pr_40_30_66_84 : Static poster display units
Pr_40_30_71 : Religious fittings
Pr_40_30_71_01 : Abats-voix
Pr_40_30_71_03 : Ambons
Pr_40_30_71_06 : Baldachins
Pr_40_30_71_07 : Bimahs
Pr_40_30_71_31 : Fonts
Pr_40_30_71_36 : Hassocks
Pr_40_30_71_51 : Minbars
Pr_40_30_71_56 : Nave lecterns
Pr_40_30_71_68 : Pulpits
Pr_40_30_75 : Safes
Pr_40_30_75_11 : Cash safes
Pr_40_30_75_16 : Computer safes
Pr_40_30_75_20 : Cupboard safes
Pr_40_30_75_21 : Data protection safes
Pr_40_30_75_22 : Deposit safes
Pr_40_30_75_29 : Fire protection safes
Pr_40_30_75_30 : Firearm security cabinets
Pr_40_30_75_31 : Floorboard safes
Pr_40_30_75_36 : High security safes
Pr_40_30_75_38 : Home and office safes
Pr_40_30_75_39 : Hotel safes
Pr_40_30_75_45 : Key safes
Pr_40_30_75_51 : Medical safes
Pr_40_30_75_55 : Multi-purpose security cabinets
Pr_40_30_75_60 : Parcel safes
Pr_40_30_75_63 : Plate safes
Pr_40_30_75_76 : Secure rooms
Pr_40_30_75_84 : Steel security cabinets
Pr_40_30_75_90 : Tool vaults
Pr_40_30_75_93 : Underfloor safes
Pr_40_30_75_94 : Vault doors
Pr_40_30_75_96 : Wall safes
Pr_40_30_78 : Shelves and storage units
Pr_40_30_78_01 : Airing cabinets
Pr_40_30_78_02 : Archive shelves
Pr_40_30_78_03 : Bathroom cabinets
Pr_40_30_78_04 : Bathroom cupboards
Pr_40_30_78_05 : Bathroom furniture
Pr_40_30_78_06 : Bathroom shelves
Pr_40_30_78_07 : Bedside units
Pr_40_30_78_08 : Bottle racks
Pr_40_30_78_09 : Bowl and bucket holders
Pr_40_30_78_11 : Chests
Pr_40_30_78_12 : Classroom storage units
Pr_40_30_78_13 : Cloakroom units
Pr_40_30_78_14 : Clothes drying cabinets
Pr_40_30_78_15 : Clothes hooks
Pr_40_30_78_16 : Coat hooks
Pr_40_30_78_17 : Coat racks
Pr_40_30_78_18 : College bedroom shelves
Pr_40_30_78_19 : Commercial kitchen shelving and racking units
Pr_40_30_78_20 : Copyholders
Pr_40_30_78_21 : Couch roll holders
Pr_40_30_78_22 : Credenzas
Pr_40_30_78_23 : Desk tidies
Pr_40_30_78_24 : Display cases
Pr_40_30_78_25 : Drawer units
Pr_40_30_78_26 : Dressers
Pr_40_30_78_27 : Equipment storage racks
Pr_40_30_78_28 : External storage units
Pr_40_30_78_29 : Filing cabinets
Pr_40_30_78_30 : Folding tables storage cabinets
Pr_40_30_78_33 : Glazed bookcases
Pr_40_30_78_40 : Index storage units
Pr_40_30_78_41 : In-the-round display cases
Pr_40_30_78_42 : Kitchen drawer units
Pr_40_30_78_43 : Kitchen bench cupboards
Pr_40_30_78_44 : Kitchen overhead cupboards
Pr_40_30_78_45 : Kitchen storage units
Pr_40_30_78_46 : Laboratory storage units
Pr_40_30_78_47 : Library shelf units
Pr_40_30_78_48 : Lockers
Pr_40_30_78_51 : Media wall partition units
Pr_40_30_78_53 : Movable aisle storage units
Pr_40_30_78_55 : Museum showcases
Pr_40_30_78_57 : Office storage units
Pr_40_30_78_58 : Open bookcases
Pr_40_30_78_63 : Plan chests
Pr_40_30_78_65 : Post room racks
Pr_40_30_78_70 : Refrigerated mortuary storage units
Pr_40_30_78_71 : Retail shelf units
Pr_40_30_78_72 : Retail storage units
Pr_40_30_78_73 : Rotary storage units
Pr_40_30_78_76 : Security cages
Pr_40_30_78_77 : Shelf units
Pr_40_30_78_78 : Shelves
Pr_40_30_78_79 : Shelf and racking units
Pr_40_30_78_80 : Shoe trees
Pr_40_30_78_81 : Sideboards
Pr_40_30_78_84 : Storage carousels
Pr_40_30_78_85 : Storage chests
Pr_40_30_78_86 : Storage wall partition units
Pr_40_30_78_87 : Suspension storage units
Pr_40_30_78_88 : Table storage credenzas
Pr_40_30_78_90 : Tool chests
Pr_40_30_78_93 : Under-bed storage units
Pr_40_30_78_95 : Wardrobe rails
Pr_40_30_78_96 : Wardrobes
Pr_40_30_78_97 : Weights storage racks
Pr_40_30_80 : Skateboard installations
Pr_40_30_80_75 : Skate bowls
Pr_40_30_80_77 : Skate edges
Pr_40_30_80_78 : Skate pipes
Pr_40_30_80_80 : Skate platforms
Pr_40_30_80_81 : Skate rails
Pr_40_30_80_82 : Skate ramps
Pr_40_30_80_83 : Skate stairs
Pr_40_30_83 : Sports fittings
Pr_40_30_83_08 : Basketball hoops
Pr_40_30_83_10 : Bouldering
Pr_40_30_83_14 : Climbing walls
Pr_40_30_83_37 : Hanging and stretching equipment
Pr_40_30_84 : Sports goals
Pr_40_30_84_04 : American football goal posts
Pr_40_30_84_05 : Australian football goal posts
Pr_40_30_84_28 : Five-a-side football goals
Pr_40_30_84_29 : Fixed water polo goals
Pr_40_30_84_30 : Floating water polo goals
Pr_40_30_84_31 : Football goals
Pr_40_30_84_33 : Gaelic football goal posts
Pr_40_30_84_36 : Handball goals
Pr_40_30_84_39 : Hockey goals
Pr_40_30_84_40 : Ice hockey goals
Pr_40_30_84_46 : Lacrosse goals
Pr_40_30_84_56 : Netball goals
Pr_40_30_84_65 : Polo goal posts
Pr_40_30_84_69 : Quidditch goals
Pr_40_30_84_74 : Rugby goal posts
Pr_40_30_85 : Sports netting
Pr_40_30_85_04 : Archery nets
Pr_40_30_85_06 : Badminton nets
Pr_40_30_85_17 : Cricket nets
Pr_40_30_85_24 : Driving range nets
Pr_40_30_85_34 : Golf course nets
Pr_40_30_85_80 : Space nets
Pr_40_30_85_85 : Stadium nets
Pr_40_30_85_87 : Tennis nets
Pr_40_30_85_95 : Volleyball nets
Pr_40_30_86 : Swimming pool fittings
Pr_40_30_86_22 : Diving platforms
Pr_40_30_86_24 : Diving springboards
Pr_40_30_86_28 : False start posts
Pr_40_30_86_30 : Fixed domestic diving boards
Pr_40_30_86_32 : Fixed starting platforms
Pr_40_30_86_47 : Lane rope storage floor cover plates
Pr_40_30_86_59 : Pool rails
Pr_40_30_86_78 : Small water flumes
Pr_40_30_86_80 : Small water slides
Pr_40_30_86_88 : Touch panels
Pr_40_30_86_90 : Turning boards
Pr_40_30_86_95 : Water polo catwalks
Pr_40_30_86_96 : Water polo field markers
Pr_40_50 : Furnishings
Pr_40_50_05 : Artworks
Pr_40_50_05_02 : Acrylic paintings
Pr_40_50_05_11 : Carvings
Pr_40_50_05_13 : Chalk drawings
Pr_40_50_05_14 : Charcoal drawings
Pr_40_50_05_24 : Drypoint prints
Pr_40_50_05_27 : Embroideries
Pr_40_50_05_28 : Etchings
Pr_40_50_05_29 : Floor-mounted mobiles
Pr_40_50_05_30 : Floor-mounted sculptures
Pr_40_50_05_33 : Garden ornaments
Pr_40_50_05_41 : Indoor ornaments
Pr_40_50_05_42 : Installation pieces
Pr_40_50_05_43 : Interactive artworks
Pr_40_50_05_46 : Linoprints
Pr_40_50_05_50 : Memorials
Pr_40_50_05_51 : Mixed media artworks
Pr_40_50_05_55 : Murals
Pr_40_50_05_58 : Oil paintings
Pr_40_50_05_60 : Pastel drawings
Pr_40_50_05_62 : Pencil drawings
Pr_40_50_05_66 : Projected artworks
Pr_40_50_05_76 : Screenprints
Pr_40_50_05_77 : Sculptural reliefs
Pr_40_50_05_82 : Sons et lumiéres
Pr_40_50_05_84 : Stand-mounted sculptures
Pr_40_50_05_85 : Statuary
Pr_40_50_05_86 : Suspended mobiles
Pr_40_50_05_87 : Tapestries
Pr_40_50_05_95 : Wall hangings
Pr_40_50_05_96 : Wall-mounted sculptures
Pr_40_50_05_97 : Watercolour paintings
Pr_40_50_06 : Beds
Pr_40_50_06_10 : Bunk beds
Pr_40_50_06_11 : Camp beds
Pr_40_50_06_14 : Chair beds
Pr_40_50_06_16 : Cots
Pr_40_50_06_18 : Cradles
Pr_40_50_06_22 : Divans
Pr_40_50_06_24 : Double beds
Pr_40_50_06_30 : Foldaway beds
Pr_40_50_06_31 : Four-poster beds
Pr_40_50_06_32 : Futons
Pr_40_50_06_36 : Hammocks
Pr_40_50_06_37 : Headboards
Pr_40_50_06_38 : Hospital bedheads
Pr_40_50_06_39 : Hospital beds
Pr_40_50_06_50 : Mattresses
Pr_40_50_06_77 : Single beds
Pr_40_50_06_96 : Waterbeds
Pr_40_50_07 : Bins and buckets
Pr_40_50_07_02 : Aggregate bins
Pr_40_50_07_04 : Ashtrays
Pr_40_50_07_07 : Bin stores
Pr_40_50_07_10 : Bulk storage fire sand bins
Pr_40_50_07_12 : Cemetery flower baskets
Pr_40_50_07_19 : Compost bins
Pr_40_50_07_22 : Disposal containers
Pr_40_50_07_25 : Dustbins
Pr_40_50_07_33 : Galvanized steel fire buckets
Pr_40_50_07_35 : Grit bins
Pr_40_50_07_46 : Linen containers
Pr_40_50_07_47 : Litter bins
Pr_40_50_07_56 : Nappy disposal bins
Pr_40_50_07_57 : Needle disposal boxes
Pr_40_50_07_58 : Non-segregated waste bins
Pr_40_50_07_64 : Plastics fire buckets
Pr_40_50_07_70 : Recycling bins
Pr_40_50_07_71 : Refuse bag holders
Pr_40_50_07_72 : Refuse bins
Pr_40_50_07_75 : Salt bins
Pr_40_50_07_76 : Sanitary towel disposal bins
Pr_40_50_07_77 : Segregated waste bins
Pr_40_50_07_96 : Waste bins
Pr_40_50_12 : Chairs seats and benches
Pr_40_50_12_03 : Armrests
Pr_40_50_12_04 : Assembly stacking chairs
Pr_40_50_12_05 : Auditorium chairs
Pr_40_50_12_06 : Barbell benches
Pr_40_50_12_07 : Benches
Pr_40_50_12_12 : Ceremonial chairs
Pr_40_50_12_14 : Chaises longues
Pr_40_50_12_15 : Changing benches
Pr_40_50_12_16 : Classroom seats
Pr_40_50_12_20 : Deck chairs
Pr_40_50_12_21 : Dining benches
Pr_40_50_12_22 : Dining chairs
Pr_40_50_12_26 : Easy chairs
Pr_40_50_12_27 : Electric chairs
Pr_40_50_12_30 : Flip-up seats
Pr_40_50_12_31 : Folding chairs
Pr_40_50_12_32 : Footrests
Pr_40_50_12_33 : Garden benches
Pr_40_50_12_37 : High chairs
Pr_40_50_12_46 : Library chairs
Pr_40_50_12_47 : Linked seats
Pr_40_50_12_48 : Lounge chairs
Pr_40_50_12_51 : Meeting room chairs
Pr_40_50_12_57 : Office chairs
Pr_40_50_12_59 : Ottomans
Pr_40_50_12_62 : Pews
Pr_40_50_12_63 : Play chairs
Pr_40_50_12_64 : Portable observation poolside chairs
Pr_40_50_12_71 : Reception chairs
Pr_40_50_12_72 : Reclining chairs
Pr_40_50_12_74 : Rocking chairs
Pr_40_50_12_76 : Settees
Pr_40_50_12_80 : Sofa beds
Pr_40_50_12_81 : Sofas
Pr_40_50_12_82 : Stacking benches
Pr_40_50_12_83 : Stacking chairs
Pr_40_50_12_84 : Stacking pews
Pr_40_50_12_85 : Stools
Pr_40_50_12_86 : Study chairs
Pr_40_50_12_87 : Swing chairs
Pr_40_50_12_88 : Tennis umpire's stands
Pr_40_50_12_93 : Upholstered benches
Pr_40_50_12_94 : Utility weight benches
Pr_40_50_13 : Clocks
Pr_40_50_13_22 : Digital clocks
Pr_40_50_13_26 : Electric clocks
Pr_40_50_13_29 : Flip clocks
Pr_40_50_13_51 : Mechanical clocks
Pr_40_50_13_61 : Pendulum clocks
Pr_40_50_13_66 : Projection clocks
Pr_40_50_13_70 : Quartz clocks
Pr_40_50_13_71 : Radio clocks
Pr_40_50_13_86 : Sundials
Pr_40_50_13_89 : Torsion pendulum clocks
Pr_40_50_13_96 : Water clocks
Pr_40_50_21 : Desks tables and worktops
Pr_40_50_21_05 : Audio-visual tables
Pr_40_50_21_08 : Boardroom tables
Pr_40_50_21_10 : Bureaux
Pr_40_50_21_11 : Cable-managed podium tables
Pr_40_50_21_13 : Classroom desks and tables
Pr_40_50_21_14 : Coffee tables
Pr_40_50_21_15 : Conference tables
Pr_40_50_21_16 : Console tables
Pr_40_50_21_17 : Computer desks
Pr_40_50_21_21 : Desks
Pr_40_50_21_22 : Dining tables
Pr_40_50_21_23 : Display case tables
Pr_40_50_21_24 : Drafting machines
Pr_40_50_21_25 : Drawing boards
Pr_40_50_21_26 : Dressing tables
Pr_40_50_21_29 : Flip-top tables
Pr_40_50_21_30 : Folding dining room tables
Pr_40_50_21_31 : Folding tables
Pr_40_50_21_32 : Food preparation tables
Pr_40_50_21_33 : Gallery benches
Pr_40_50_21_44 : Kitchenettes
Pr_40_50_21_45 : Kitchen worktops
Pr_40_50_21_46 : Laboratory work benches and tables
Pr_40_50_21_47 : Laundry finishing tables
Pr_40_50_21_48 : Laundry spotting tables
Pr_40_50_21_49 : Light tables
Pr_40_50_21_50 : Manicure finishing tables
Pr_40_50_21_51 : Meeting room tables
Pr_40_50_21_58 : Occasional tables
Pr_40_50_21_59 : Office desks
Pr_40_50_21_60 : Office tables
Pr_40_50_21_63 : Play tables
Pr_40_50_21_70 : Reading desks
Pr_40_50_21_72 : Reception desks
Pr_40_50_21_73 : Reference and search desks
Pr_40_50_21_76 : School art design and technology tables
Pr_40_50_21_84 : Stand-up tables
Pr_40_50_21_85 : Study desks
Pr_40_50_21_90 : Touchdown desks
Pr_40_50_21_96 : Workstations
Pr_40_50_21_97 : Worktops
Pr_40_50_21_98 : Writing desks
Pr_40_50_21_99 : Writing tablets (detachable)
Pr_40_50_28 : Extinguishers and fire blankets
Pr_40_50_28_11 : Carbon dioxide fire extinguishers
Pr_40_50_28_12 : Carbon steel fire buckets
Pr_40_50_28_24 : Dry powder fire extinguishers
Pr_40_50_28_28 : Extinguisher floor stands
Pr_40_50_28_29 : Fire protective blankets
Pr_40_50_28_30 : Foam fire extinguishers
Pr_40_50_28_47 : Heat protective blankets
Pr_40_50_28_64 : Portable fire extinguishers
Pr_40_50_28_96 : Water fire extinguishers
Pr_40_50_28_97 : Wet chemical fire extinguishers
Pr_40_50_33 : Garden furnishings
Pr_40_50_33_33 : Garden awnings
Pr_40_50_33_34 : Garden umbrellas
Pr_40_50_51 : Medical chairs and couches
Pr_40_50_51_05 : Bariatric patient chairs
Pr_40_50_51_06 : Bariatric plinth couches
Pr_40_50_51_07 : Blood sampling chairs
Pr_40_50_51_08 : Bo-plinth couches
Pr_40_50_51_15 : Commodes
Pr_40_50_51_21 : Day care couches
Pr_40_50_51_22 : Dental chairs
Pr_40_50_51_23 : Dialysis chairs
Pr_40_50_51_25 : Echocardiography couches
Pr_40_50_51_26 : ENT and ophthalmic chairs
Pr_40_50_51_27 : Examination and treatment chairs
Pr_40_50_51_28 : Examination and treatment couches
Pr_40_50_51_31 : Foot stools
Pr_40_50_51_34 : Gynaecology chairs
Pr_40_50_51_35 : Gynaecology couches
Pr_40_50_51_51 : Minor operations couches
Pr_40_50_51_58 : Oncology chairs
Pr_40_50_51_59 : Outpatients couches
Pr_40_50_51_61 : Phlebotomy chairs
Pr_40_50_51_62 : Phlebotomy couches
Pr_40_50_51_63 : Plaster chairs
Pr_40_50_51_65 : Podiatry chairs
Pr_40_50_51_71 : Reclining treatment armchairs
Pr_40_50_51_75 : Sanitary seats
Pr_40_50_51_84 : Step stools
Pr_40_50_51_92 : Ultrasound couches
Pr_40_50_52 : Medical desks tables and worktops
Pr_40_50_52_22 : Dissection tables
Pr_40_50_52_50 : Mayo tables
Pr_40_50_52_57 : Operating theatre tables
Pr_40_50_52_58 : Overbed tables
Pr_40_50_52_59 : Overchair tables
Pr_40_50_52_65 : Post-mortem tables
Pr_40_50_52_88 : Tilt tables
Pr_40_50_53 : Medical trolleys
Pr_40_50_53_04 : Armchair patient trolleys
Pr_40_50_53_06 : Bariatric patient trolleys
Pr_40_50_53_24 : Dressing trolleys
Pr_40_50_53_27 : Emergency trolleys
Pr_40_50_53_33 : General purpose medical trolleys
Pr_40_50_53_41 : Instruments trolleys
Pr_40_50_53_48 : Lockable hospital trolleys
Pr_40_50_53_51 : Medical service carts
Pr_40_50_53_60 : Patient notes trolleys
Pr_40_50_53_61 : Patient trolleys
Pr_40_50_53_62 : Phlebotomy trolleys
Pr_40_50_53_66 : Procedure trolleys
Pr_40_50_53_81 : Soiled linen trolleys
Pr_40_50_81 : Soft furnishings
Pr_40_50_81_06 : Beanbags
Pr_40_50_81_07 : Blankets
Pr_40_50_81_20 : Cushions
Pr_40_50_81_25 : Duvets
Pr_40_50_81_29 : Flannels
Pr_40_50_81_56 : Napkins
Pr_40_50_81_62 : Pillows
Pr_40_50_81_63 : Placemats
Pr_40_50_81_73 : Rugs
Pr_40_50_81_74 : Runners
Pr_40_50_81_77 : Sheets
Pr_40_50_81_86 : Swags
Pr_40_50_81_87 : Tablecloths
Pr_40_50_81_90 : Towels
Pr_40_50_81_91 : Trimmings
Pr_40_50_81_94 : Valances
Pr_40_50_83 : Sports furnishings
Pr_40_50_83_06 : Balancing equipment
Pr_40_50_83_19 : Cricket wicket stump boxes
Pr_40_50_83_20 : Cycle ramps
Pr_40_50_83_28 : Equestrian riding equipment
Pr_40_50_83_29 : Fencing pistes
Pr_40_50_83_44 : Jumping equipment
Pr_40_50_84 : Stands
Pr_40_50_84_09 : Bowl stands
Pr_40_50_84_23 : Display banner stand
Pr_40_50_84_28 : Exhibit stands
Pr_40_50_84_36 : Hat stands
Pr_40_50_84_42 : Infusion stands
Pr_40_50_84_51 : Medical equipment stands
Pr_40_50_84_66 : Print stands
Pr_40_50_84_92 : Umbrella stands
Pr_40_50_86 : Swimming pool furnishings
Pr_40_50_86_46 : Lane rope storage bags
Pr_40_50_86_62 : Portable domestic diving boards
Pr_40_50_86_64 : Portable starting platforms
Pr_40_50_86_66 : Private use pool covers
Pr_40_50_86_68 : Public use pool covers
Pr_40_50_90 : Trolleys
Pr_40_50_90_08 : Book trolleys
Pr_40_50_90_30 : Fire trolleys
Pr_40_50_90_31 : Food preparation trolleys
Pr_40_50_90_32 : Food service trolleys
Pr_40_50_90_33 : Furniture trolleys
Pr_40_50_90_46 : Laundry trolleys
Pr_40_50_90_47 : Laundry bag trolleys
Pr_40_50_90_49 : Luggage trolleys
Pr_40_50_90_52 : Mailroom trolleys
Pr_40_50_90_64 : Pool lane rope storage trolleys
Pr_40_50_90_72 : Relay break detector storage trolleys
Pr_40_50_90_76 : Shopping trolleys
Pr_40_50_90_82 : Spa treatment trolleys
Pr_40_50_90_87 : Table storage trolleys
Pr_40_50_90_88 : Touchpad storage trolleys
Pr_40_50_96 : Wheels
Pr_40_50_96_11 : Castors
Pr_40_70 : Equipment
Pr_40_70_13 : Cleaning equipment
Pr_40_70_13_72 : Robotic cleaning units
Pr_40_70_15 : Cold water supply sources
Pr_40_70_15_96 : Water coolers
Pr_40_70_21 : Dishwashers
Pr_40_70_21_16 : Conveyor dishwashers
Pr_40_70_21_22 : Dish and utensil washers
Pr_40_70_21_24 : Domestic dishwashers
Pr_40_70_21_30 : Flight dishwashers
Pr_40_70_21_60 : Pass-through dishwashers
Pr_40_70_21_92 : Under-counter dishwashers
Pr_40_70_22 : Dispensers and acceptance units
Pr_40_70_22_05 : Automated teller machines
Pr_40_70_22_06 : Barrier parking control units
Pr_40_70_22_11 : Cash dispensers
Pr_40_70_22_15 : Cold drink dispensers
Pr_40_70_22_16 : Collection boxes
Pr_40_70_22_17 : Condom dispensers
Pr_40_70_22_22 : Disposable apron dispensers
Pr_40_70_22_23 : Disposable glove dispensers
Pr_40_70_22_24 : Donation boxes
Pr_40_70_22_25 : Drive-by cash payment units
Pr_40_70_22_29 : Facial tissue dispensers
Pr_40_70_22_31 : Food waste disposal units
Pr_40_70_22_36 : Hand cleaning gel dispensers
Pr_40_70_22_37 : Hot drink dispensers
Pr_40_70_22_38 : Hot food dispensers
Pr_40_70_22_47 : Leaflet dispensers
Pr_40_70_22_56 : Newspaper dispensers
Pr_40_70_22_60 : Packaged goods dispensers
Pr_40_70_22_61 : Paper roll dispensers
Pr_40_70_22_62 : Paper towel dispensers
Pr_40_70_22_63 : Parking meters
Pr_40_70_22_64 : Pay and display units
Pr_40_70_22_66 : Plate dispensers
Pr_40_70_22_71 : Refreshment dispensers
Pr_40_70_22_75 : Sanitary towel dispensers
Pr_40_70_22_77 : Shaving product dispensers
Pr_40_70_22_80 : Snack dispensers
Pr_40_70_22_81 : Soap dispensers
Pr_40_70_22_85 : Surface wipes dispensers
Pr_40_70_22_86 : Sweets dispensers
Pr_40_70_22_88 : Ticket dispensers
Pr_40_70_22_90 : Toilet paper dispensers
Pr_40_70_23 : Display and service catering products
Pr_40_70_23_06 : Bains-marie
Pr_40_70_23_24 : Drinks chillers
Pr_40_70_23_31 : Food display units
Pr_40_70_23_33 : Food sneeze guard
Pr_40_70_23_40 : Icemakers
Pr_40_70_23_53 : Mobile bains-marie
Pr_40_70_23_54 : Mobile plain top hot cupboards
Pr_40_70_23_71 : Refrigerated display cabinets
Pr_40_70_23_72 : Refrigerated display counters
Pr_40_70_23_84 : Static plain top hot cupboards
Pr_40_70_23_86 : Sushi trains
Pr_40_70_23_96 : Water coolers
Pr_40_70_24 : Domestic cooking equipment
Pr_40_70_24_07 : Built-in electric hobs
Pr_40_70_24_08 : Built-in electric ovens
Pr_40_70_24_09 : Built-in gas hobs
Pr_40_70_24_10 : Built-in gas ovens
Pr_40_70_24_26 : Electric barbecues
Pr_40_70_24_27 : Electric cooking ranges
Pr_40_70_24_33 : Gas barbecues
Pr_40_70_24_34 : Gas cooking ranges
Pr_40_70_24_35 : Gas free-standing cookers
Pr_40_70_24_45 : Kettles
Pr_40_70_24_51 : Microwave ovens
Pr_40_70_24_81 : Solid fuel barbecues
Pr_40_70_25 : Domestic laundry equipment
Pr_40_70_25_45 : Laundry tumble driers
Pr_40_70_25_46 : Laundry washer-driers
Pr_40_70_25_47 : Laundry washing machines
Pr_40_70_29 : Fire simulation equipment
Pr_40_70_29_01 : Aircraft fire training simulator
Pr_40_70_31 : Food refrigerators and freezers
Pr_40_70_31_06 : Blast chiller cabinets
Pr_40_70_31_08 : Blast freezer cabinets
Pr_40_70_31_29 : Freezer cabinets
Pr_40_70_31_30 : Freezer counters
Pr_40_70_31_31 : Freezers
Pr_40_70_31_32 : Fridge-freezers
Pr_40_70_31_70 : Refrigerated cabinets
Pr_40_70_31_71 : Refrigerated counters
Pr_40_70_31_72 : Refrigerators
Pr_40_70_46 : Laundry fittings and equipment
Pr_40_70_46_24 : Drier ironers
Pr_40_70_46_25 : Dry work presses
Pr_40_70_46_30 : Flatwork ironers
Pr_40_70_46_31 : Form finishers
Pr_40_70_46_39 : Hydro extractors
Pr_40_70_46_42 : Ironing tables
Pr_40_70_46_45 : Laundry cabinets
Pr_40_70_46_46 : Laundry feeders
Pr_40_70_46_47 : Laundry folders
Pr_40_70_46_48 : Laundry recovery tanks
Pr_40_70_46_72 : Roller ironers
Pr_40_70_46_77 : Shirt finishers
Pr_40_70_46_82 : Spotting cabinets
Pr_40_70_46_83 : Spotting tables
Pr_40_70_46_90 : Trouser presses
Pr_40_70_46_96 : Washer extractors
Pr_40_70_46_98 : Water extraction presses
Pr_40_70_46_99 : Wet work presses
Pr_40_70_47 : Laundry washers and driers
Pr_40_70_47_06 : Barrier washers
Pr_40_70_47_07 : Batch laundry driers
Pr_40_70_47_08 : Batch laundry washers
Pr_40_70_47_32 : Front-loading washers
Pr_40_70_47_46 : Laundry driers
Pr_40_70_47_75 : Sanitary barrier washers
Pr_40_70_47_91 : Tumble driers
Pr_40_70_47_97 : Washer driers
Pr_40_70_50 : Mail equipment
Pr_40_70_50_32 : Franking machines
Pr_40_70_50_65 : Post handling equipment
Pr_40_70_51 : Medical and laboratory equipment
Pr_40_70_51_04 : Autoclaves
Pr_40_70_51_10 : Calorimeter
Pr_40_70_51_16 : Contamination control equipment
Pr_40_70_51_30 : Fermenter
Pr_40_70_51_44 : Jacketed vessel
Pr_40_70_51_59 : Operating theatre equipment
Pr_40_70_51_70 : Retriever
Pr_40_70_51_84 : Sterilisation equipment
Pr_40_70_51_94 : Vacuum furnace
Pr_40_70_58 : Office equipment
Pr_40_70_58_23 : Document shredder
Pr_40_70_62 : Personal driers
Pr_40_70_62_09 : Body driers
Pr_40_70_62_29 : Face driers
Pr_40_70_62_36 : Hair driers
Pr_40_70_62_37 : Hand driers
Pr_40_70_63 : Photographic equipment
Pr_40_70_63_04 : Automated film developing equipment
Pr_40_70_63_05 : Automated printing equipment
Pr_40_70_63_28 : Enlargers
Pr_40_70_63_35 : Graphics cameras
Pr_40_70_65 : Preparation catering equipment
Pr_40_70_65_16 : Conveyor toasters
Pr_40_70_65_17 : Drink making equipment
Pr_40_70_65_18 : Electric boiling pans
Pr_40_70_65_19 : Electric boiling tables
Pr_40_70_65_20 : Electric bratt pans
Pr_40_70_65_21 : Electric cooking ranges
Pr_40_70_65_22 : Electric deep fat fryers
Pr_40_70_65_23 : Electric fryers
Pr_40_70_65_24 : Electric griddles
Pr_40_70_65_25 : Electric grills
Pr_40_70_65_26 : Electric hot water dispensers
Pr_40_70_65_27 : Electric oven ranges
Pr_40_70_65_28 : Electric steaming ovens
Pr_40_70_65_29 : Food blenders
Pr_40_70_65_30 : Food mincers
Pr_40_70_65_31 : Food mixers
Pr_40_70_65_32 : Food smokers
Pr_40_70_65_33 : Gas boiling pans
Pr_40_70_65_34 : Gas boiling tables
Pr_40_70_65_35 : Gas bratt pans
Pr_40_70_65_36 : Gas cooking ranges
Pr_40_70_65_37 : Gas deep fat fryers
Pr_40_70_65_38 : Gas fryers
Pr_40_70_65_39 : Gas griddles
Pr_40_70_65_40 : Gas grills
Pr_40_70_65_41 : Gas oven ranges
Pr_40_70_65_42 : Gas steaming ovens
Pr_40_70_65_43 : General purpose electric ovens
Pr_40_70_65_44 : General purpose gas ovens
Pr_40_70_65_45 : Gravity feed slicers
Pr_40_70_65_46 : Hot cupboards
Pr_40_70_65_51 : Microwave ovens
Pr_40_70_65_65 : Potato peelers
Pr_40_70_65_79 : Slot toasters
Pr_40_70_65_94 : Vegetable preparation machines
Pr_40_70_67 : Projectors
Pr_40_70_67_14 : Cinematic projectors
Pr_40_70_67_22 : Digital projectors
Pr_40_70_67_29 : Film projectors
Pr_40_70_67_63 : Planetarium projectors
Pr_40_70_67_79 : Slide projectors
Pr_40_70_71 : Recreation equipment
Pr_40_70_71_04 : Arcade machines
Pr_40_70_71_87 : Tanning units
Pr_40_70_73 : Rolling stock depot equipment
Pr_40_70_73_06 : Bogie drop
Pr_40_70_73_07 : Bogie press
Pr_40_70_73_08 : Bogie rack
Pr_40_70_73_09 : Bogie turntable
Pr_40_70_73_10 : Bogie workstand
Pr_40_70_73_30 : Fixed CET
Pr_40_70_73_47 : Lifting table
Pr_40_70_73_70 : Rail vehicle lifting jack
Pr_40_70_73_75 : Sand plant
Pr_40_70_73_95 : Wheel drop
Pr_40_70_73_96 : Wheel lathe
Pr_40_70_73_97 : Wheelset press
Pr_40_70_73_98 : Wheel stop
Pr_40_70_75 : Safety equipment
Pr_40_70_75_01 : Access cradles
Pr_40_70_75_27 : Electrically powered winch
Pr_40_70_75_29 : Fall arrester devices
Pr_40_70_75_33 : Gantries
Pr_40_70_75_35 : Guided type fall arresters
Pr_40_70_75_36 : Hand climbing devices
Pr_40_70_75_37 : Harness and lanyard
Pr_40_70_75_39 : Hoist equipment storage units
Pr_40_70_75_50 : Manual push
Pr_40_70_75_51 : Manual winches
Pr_40_70_75_55 : Mullion guides
Pr_40_70_75_66 : Protection netting
Pr_40_70_75_72 : Rope and pulley devices
Pr_40_70_75_75 : Safety access anchor devices
Pr_40_70_75_76 : Safety access equipment winding handles
Pr_40_70_75_77 : Safety harnesses
Pr_40_70_75_79 : Safety netting
Pr_40_70_75_81 : Spillage control kit
Pr_40_70_75_82 : Stair climbing trolley
Pr_40_70_75_83 : Suspended access track
Pr_40_70_75_84 : Suspended chairs
Pr_40_70_75_85 : Suspension rigs
Pr_40_70_75_86 : Suspension rope restraints
Pr_40_70_75_96 : Working platforms
Pr_40_70_75_97 : Working platform storage units
Pr_40_70_84 : Sports equipment
Pr_40_70_84_01 : Abdominal machines
Pr_40_70_84_04 : Arm machines
Pr_40_70_84_06 : Back machines
Pr_40_70_84_11 : Cable machines
Pr_40_70_84_13 : Chest and shoulder machines
Pr_40_70_84_16 : Cross trainers
Pr_40_70_84_26 : Elliptical trainers
Pr_40_70_84_27 : Exercise bikes
Pr_40_70_84_46 : Leg machines
Pr_40_70_84_47 : Leverage units
Pr_40_70_84_55 : Multi-gyms
Pr_40_70_84_65 : Pool tables
Pr_40_70_84_66 : Power cages and racks
Pr_40_70_84_67 : Power plates
Pr_40_70_84_68 : Punch bags
Pr_40_70_84_72 : Rowing machines
Pr_40_70_84_80 : Smith machines
Pr_40_70_84_84 : Steppers
Pr_40_70_84_86 : Suspension trainers
Pr_40_70_84_90 : Trampolines
Pr_40_70_84_91 : Treadmills
Pr_40_70_84_92 : Upper body trainers
Pr_40_70_84_94 : Vertical knee raise and dip machines
Pr_40_70_85 : Stage equipment
Pr_40_70_85_31 : Fly / pulley bars
Pr_40_70_86 : Swimming pool equipment
Pr_40_70_86_02 : Air cushion equipment
Pr_40_70_86_08 : Buoyancy-aided movable floors
Pr_40_70_86_10 : Buoyancy-aided movable bulkheads
Pr_40_70_86_52 : Mechanical drive movable floors
Pr_40_70_86_60 : Pool structure-supported movable bulkheads
Pr_40_70_86_84 : Surface agitation equipment
Pr_40_70_86_94 : Water polo ball release devices
Pr_40_70_86_98 : Wave machine equipment
Pr_40_70_96 : Water control equipment
Pr_40_70_96_30 : Flow control device chambers
Pr_40_70_96_31 : Flow control devices
Pr_40_70_99 : Weighing equipment
Pr_40_70_99_22 : Digital scales
Pr_40_70_99_42 : Industrial scales
Pr_40_70_99_45 : Kitchen scales
Pr_40_70_99_62 : Personnel weighing scales
Pr_45 : Flora and fauna products
Pr_45_28 : Fauna products
Pr_45_28_30 : Fish pass products
Pr_45_28_30_27 : Eel and elver passes
Pr_45_28_30_46 : Larinier fish pass
Pr_45_28_30_78 : Siphon fish pass
Pr_45_30 : Flora products
Pr_45_30_04 : Artificial plants
Pr_45_30_04_03 : Artificial low growing trees
Pr_45_30_04_04 : Artificial topiary and pleaching
Pr_45_30_04_05 : Artificial trees
Pr_45_30_04_64 : Polyester silk plants
Pr_45_30_04_66 : Preserved plants
Pr_45_30_10 : Bulbs corms tubers and dormant roots
Pr_45_30_10_04 : Annual tubers
Pr_45_30_10_10 : Bulbs
Pr_45_30_10_15 : Corms
Pr_45_30_10_62 : Perennial roots
Pr_45_30_10_63 : Perennial tubers
Pr_45_30_36 : Herbaceous and aquatic plants
Pr_45_30_36_02 : Annual plugs
Pr_45_30_36_03 : Aquatic plant bare roots and clumps
Pr_45_30_36_04 : Aquatic plant bunches
Pr_45_30_36_05 : Aquatic plant pots and baskets
Pr_45_30_36_15 : Container-grown annuals
Pr_45_30_36_16 : Container-grown perennials
Pr_45_30_36_64 : Perennial clumps
Pr_45_30_36_65 : Perennial plugs
Pr_45_30_76 : Seeds
Pr_45_30_76_29 : Flower seeds
Pr_45_30_76_32 : Fruit seeds
Pr_45_30_76_34 : Grass seeds
Pr_45_30_76_48 : Locally collected seeds
Pr_45_30_76_77 : Site-grown temporary crop seeds
Pr_45_30_76_90 : Tree and shrub seeds
Pr_45_30_76_94 : Vegetable seeds
Pr_45_30_76_97 : Wildflower seeds
Pr_45_30_90 : Trees shrubs and woody climbers
Pr_45_30_90_04 : Bare-root climbers
Pr_45_30_90_05 : Bare-root conifers
Pr_45_30_90_06 : Bare-root cutting-raised roses
Pr_45_30_90_07 : Bare-root fruit trees
Pr_45_30_90_08 : Bare-root shrubs
Pr_45_30_90_09 : Bare-root trees
Pr_45_30_90_10 : Bare-root budded roses
Pr_45_30_90_11 : Cell-grown conifers
Pr_45_30_90_12 : Cell-grown shrubs
Pr_45_30_90_13 : Cell-grown trees
Pr_45_30_90_14 : Container-grown bamboos
Pr_45_30_90_15 : Container-grown budded roses
Pr_45_30_90_16 : Container-grown climbers
Pr_45_30_90_17 : Container-grown conifers
Pr_45_30_90_18 : Container-grown cutting-raised roses
Pr_45_30_90_19 : Container-grown fruit trees
Pr_45_30_90_20 : Container-grown shrubs
Pr_45_30_90_21 : Container-grown trees
Pr_45_30_90_71 : Rootballed bamboos
Pr_45_30_90_72 : Rootballed conifers
Pr_45_30_90_73 : Rootballed shrubs
Pr_45_30_90_74 : Rootballed trees
Pr_45_31 : Formless flora and fauna products
Pr_45_31_03 : Animal biocides
Pr_45_31_03_08 : Biological controls
Pr_45_31_03_42 : Insecticides
Pr_45_31_03_64 : Poisons
Pr_45_31_03_72 : Rodenticides
Pr_45_31_03_96 : Worm control
Pr_45_31_37 : Herbicides
Pr_45_31_37_15 : Combined selective lawn herbicide and feed mixes
Pr_45_31_37_56 : Non-selective contact herbicides
Pr_45_31_37_57 : Non-selective residual herbicides
Pr_45_31_37_58 : Non-selective systemic herbicides
Pr_45_31_37_76 : Selective herbicides
Pr_45_31_52 : Microbial biocides
Pr_45_31_52_03 : Algaecides
Pr_45_31_52_07 : Biocides
Pr_45_31_52_31 : Fungicidal solutions
Pr_45_31_52_32 : Fungicides
Pr_45_31_52_55 : Non-oxidizing water treatment biocides
Pr_45_31_52_59 : Oxidizing water treatment biocides
Pr_45_31_52_62 : Plant fungicides
Pr_45_31_52_73 : Root sealers
Pr_45_31_52_86 : Surface biocides
Pr_45_31_52_97 : Vermicides
Pr_45_31_63 : Plant-based fibres
Pr_45_31_63_14 : Coir fibres
Pr_45_31_63_15 : Combed wheat reed
Pr_45_31_63_16 : Compostable plant material
Pr_45_31_63_30 : Flax fibres
Pr_45_31_63_37 : Hemp fibres
Pr_45_31_63_44 : Jute fibres
Pr_45_31_63_47 : Long straw
Pr_45_31_63_48 : Loose straw
Pr_45_31_63_56 : Natural bark
Pr_45_31_63_60 : Paper bales
Pr_45_31_63_64 : Playground bark
Pr_45_31_63_76 : Sedge
Pr_45_31_63_78 : Sisal fibres
Pr_45_31_63_80 : Sphagnum moss
Pr_45_31_63_84 : Straw bales
Pr_45_31_63_96 : Water reed
Pr_45_31_63_97 : Wood chips
Pr_45_31_63_98 : Wood fibres
Pr_45_31_89 : Topsoil feeds and growing media
Pr_45_31_89_08 : Blood and bonemeal
Pr_45_31_89_15 : Compost dressings
Pr_45_31_89_16 : Composted materials
Pr_45_31_89_35 : Green roof substrate
Pr_45_31_89_41 : Imported growing media
Pr_45_31_89_42 : Imported topsoils
Pr_45_31_89_43 : Inorganic fertilizers
Pr_45_31_89_50 : Manufactured growing media
Pr_45_31_89_51 : Manufactured topsoils
Pr_45_31_89_52 : Manures
Pr_45_31_89_55 : Mycorrhizal inoculants
Pr_45_31_89_57 : Non-compost dressing for turf
Pr_45_31_89_58 : Organic fertilizers
Pr_45_31_89_75 : Sanitized and stabilized composts
Pr_45_31_89_80 : Soil amelioration aggregates
Pr_45_31_89_81 : Soil amelioration industrial by-products
Pr_45_31_89_82 : Soil amelioration minerals
Pr_45_31_89_83 : Soil conditioning agents
Pr_45_31_89_84 : Soil moisture retention additives
Pr_45_57 : Non-rigid sheet mat and strip flora and fauna products
Pr_45_57_91 : Turf and pre-planted substrates
Pr_45_57_91_20 : Cultivated turf
Pr_45_57_91_56 : Natural turf
Pr_45_57_91_63 : Pre-planted coir rolls
Pr_45_57_91_64 : Pre-planted pallets
Pr_45_57_91_65 : Pre-planted vegetation blankets
Pr_45_57_91_67 : Pre-seeded mats
Pr_45_57_91_76 : Seeded area turf edging
Pr_45_63 : Plant support products
Pr_45_63_63 : Plant containers
Pr_45_63_63_02 : Aluminium divided modular units
Pr_45_63_63_03 : Aluminium edge retaining profiles
Pr_45_63_63_04 : Aluminium plant containers
Pr_45_63_63_05 : Aquatic plant containers
Pr_45_63_63_07 : Biodegradable plant containers
Pr_45_63_63_11 : Cast and wrought iron plant containers
Pr_45_63_63_15 : Concrete and reconstituted aggregate plant containers
Pr_45_63_63_17 : Cropping bags
Pr_45_63_63_22 : Divided modular planting units
Pr_45_63_63_29 : Flower pouches
Pr_45_63_63_34 : GRP and AC plant containers
Pr_45_63_63_36 : Hanging plant containers
Pr_45_63_63_37 : Herb planters
Pr_45_63_63_38 : Herb wheels
Pr_45_63_63_56 : Natural planting cassettes
Pr_45_63_63_62 : Plastics divided modular units
Pr_45_63_63_64 : Polymer plant containers
Pr_45_63_63_65 : Potato planters
Pr_45_63_63_72 : Round plant containers
Pr_45_63_63_80 : Square plant containers
Pr_45_63_63_81 : Stainless steel divided modular units
Pr_45_63_63_82 : Stainless steel edge retaining profiles
Pr_45_63_63_83 : Stainless steel plant containers
Pr_45_63_63_84 : Steel plant containers
Pr_45_63_63_85 : Stone plant containers
Pr_45_63_63_86 : Strawberry planters
Pr_45_63_63_87 : Terracotta plant containers
Pr_45_63_63_88 : Terrariums
Pr_45_63_63_89 : Treated timber plant containers
Pr_45_63_63_90 : Trough plant containers
Pr_45_63_63_92 : Untreated timber plant containers
Pr_45_63_63_94 : Vases
Pr_45_63_63_96 : Wall planters
Pr_45_63_63_97 : Window boxes
Pr_45_63_64 : Plant support and protection
Pr_45_63_64_11 : Canes
Pr_45_63_64_14 : Climbing plant supports
Pr_45_63_64_15 : Concrete tree surrounds
Pr_45_63_64_30 : Floral foam fixing media
Pr_45_63_64_63 : Plastics mesh reinforcement
Pr_45_63_64_66 : Polystyrene fixing media
Pr_45_63_64_67 : Protective fencing
Pr_45_63_64_72 : Rootball securing frames
Pr_45_63_64_78 : Shrub protectors
Pr_45_63_64_80 : Softwood pegs
Pr_45_63_64_83 : Stake ties
Pr_45_63_64_84 : Stakes
Pr_45_63_64_87 : Tree grilles
Pr_45_63_64_88 : Tree guards
Pr_45_63_64_89 : Tree protectors
Pr_45_63_64_90 : Trellises
Pr_50 : Fabric accessory products
Pr_60 : Services Source products
Pr_60_45 : Wastewater filtration and treatment products
Pr_60_45_01 : Aerator products
Pr_60_45_01_11 : Cascade trays
Pr_60_45_01_30 : Fine bubble diffuser manifold
Pr_60_45_01_37 : High speed vertical shaft surface aerator
Pr_60_45_01_38 : Horizontal shaft surface aerator
Pr_60_45_01_44 : Jet aeration manifold
Pr_60_45_01_48 : Low speed vertical shaft surface aerator
Pr_60_45_01_96 : Wind powered aerator
Pr_60_45_03 : Air blower products
Pr_60_45_03_12 : Centrifugal blowers
Pr_60_45_03_72 : Rotary lobe air blowers
Pr_60_45_03_73 : Rotary screw blowers
Pr_60_45_03_78 : Side channel blowers
Pr_60_45_07 : Biological filtration wastewater treatment products
Pr_60_45_07_21 : De hoxar separator
Pr_60_45_07_22 : Dissolved air flotation plant
Pr_60_45_07_23 : Disc filter
Pr_60_45_07_25 : Drum filter
Pr_60_45_07_46 : Lamella plate pack
Pr_60_45_07_51 : Membrane bio-reactor
Pr_60_45_07_60 : Packaged lamella unit
Pr_60_45_07_72 : Rotating biological contactor
Pr_60_45_12 : Centrifuge products
Pr_60_45_22 : Decanters
Pr_60_45_22_30 : Floating decanters
Pr_60_45_22_52 : Motor driven moving arm decanters
Pr_60_45_24 : Distributor products
Pr_60_45_24_52 : Motorized trickling filter distributor arms
Pr_60_45_24_60 : Paddlewheel trickling filter distributor arms
Pr_60_45_24_72 : Rotary reaction trickling filter distributor arms and syphons
Pr_60_45_24_90 : Turbine trickling filter distributor arms
Pr_60_45_29 : Filtration media products
Pr_60_45_29_14 : Clay trickling filter floor tiles
Pr_60_45_29_16 : Concrete trickling filter floor tiles
Pr_60_45_29_65 : Plastics structured cross flow media
Pr_60_45_29_70 : Random packed plastics media
Pr_60_45_30 : Flow control products
Pr_60_45_30_15 : Composite plastics penstock
Pr_60_45_30_23 : Diffuser drum
Pr_60_45_30_31 : Float activated flow control unit
Pr_60_45_30_52 : Metal penstock
Pr_60_45_30_83 : Stop gate
Pr_60_45_30_84 : Stop log
Pr_60_45_30_95 : Water baffle
Pr_60_45_30_96 : Weir gate
Pr_60_45_30_97 : Weir plate
Pr_60_45_33 : Grit trap products
Pr_60_45_33_17 : Cross-flow separator
Pr_60_45_33_57 : Non-powered vortex separator
Pr_60_45_33_65 : Powered vortex flow separator
Pr_60_45_34 : Grit classifier products
Pr_60_45_34_15 : Classifier vortex washer and de-waterer
Pr_60_45_34_71 : Reciprocating rake classifier
Pr_60_45_34_76 : Screw classifier
Pr_60_45_46 : Launder trough products
Pr_60_45_46_46 : Launder trough
Pr_60_45_58 : Odour control tank cover products
Pr_60_45_58_33 : Gas containment covers
Pr_60_45_58_58 : Odour control covers
Pr_60_45_74 : Scum removal products
Pr_60_45_74_30 : Fixed scum pipes
Pr_60_45_74_72 : Rotating scum pipes
Pr_60_45_74_75 : Scum beach
Pr_60_45_74_76 : Scum removal boards
Pr_60_45_74_77 : Scum removal valves
Pr_60_45_74_85 : Surface scum scrapers
Pr_60_45_76 : Sludge de-watering products
Pr_60_45_76_07 : Belt press
Pr_60_45_76_22 : Decanter centrifuge
Pr_60_45_76_65 : Plate press
Pr_60_45_78 : Sludge removal products
Pr_60_45_78_08 : Bottom sludge scrapers
Pr_60_45_78_12 : Chain and flight scrapers
Pr_60_45_78_72 : Rotating full bridge scrapers
Pr_60_45_78_73 : Rotating half bridge scrapers
Pr_60_45_78_78 : Siphon
Pr_60_45_79 : Sludge screening products
Pr_60_45_79_34 : Gravity sludge screen
Pr_60_45_79_65 : Pressurized sludge screen
Pr_60_45_80 : Sludge thickening products
Pr_60_45_80_24 : Drum thickener
Pr_60_45_80_34 : Gravity belt thickener
Pr_60_45_80_63 : Picket fence thickener
Pr_60_45_85 : Suspended growth and tertiary wastewater treatment products
Pr_60_45_90 : Wastewater and water mixer products
Pr_60_45_90_15 : Channel mixer
Pr_60_45_90_51 : Mechanical mixer
Pr_60_45_90_85 : Static pipe mixer
Pr_60_45_93 : Wastewater screenings treatment products
Pr_60_45_93_42 : Impeller and compactor tank wash
Pr_60_45_93_50 : Macerator and de-waterer tank wash
Pr_60_45_93_75 : Screw compactors
Pr_60_45_93_96 : Washer compactors
Pr_60_45_94 : Wastewater screening and water abstraction products
Pr_60_45_94_06 : Band screens
Pr_60_45_94_08 : Brushed and macerator combined screens
Pr_60_45_94_09 : Brushed screens
Pr_60_45_94_15 : Coanda screens
Pr_60_45_94_23 : Disc screens
Pr_60_45_94_25 : Drum screens
Pr_60_45_94_29 : Finescreens
Pr_60_45_94_30 : Flushing screens
Pr_60_45_94_34 : Grab screens
Pr_60_45_94_70 : Raked bar screens
Pr_60_45_94_72 : Rotary drum screens
Pr_60_45_94_73 : Rotating bar interceptors
Pr_60_45_94_78 : Slot screens
Pr_60_45_94_80 : Spiral and compaction combined screens
Pr_60_45_94_81 : Spiral screens
Pr_60_45_94_83 : Static perforated plate screens
Pr_60_45_94_84 : Static wedge wire screens
Pr_60_45_94_85 : Step screens
Pr_60_45_95 : Wastewater settlement products
Pr_60_45_95_15 : Conical glass reinforced plastics (GRP) settlement tanks
Pr_60_45_96 : Wastewater tank flushing products
Pr_60_45_96_14 : Circular tank flushing vessels
Pr_60_45_96_30 : Flushing gates
Pr_60_45_96_89 : Tipping troughs
Pr_60_45_96_94 : Vacuum operated storage reservoirs
Pr_60_50 : Tank cylinder and vessel products
Pr_60_50_10 : Bulk storage tanks
Pr_60_50_10_34 : Glass fused steel tanks
Pr_60_50_10_64 : Plastics tanks
Pr_60_50_10_66 : Precast concrete modular tanks
Pr_60_50_20 : Cylinders and buffer vessels
Pr_60_50_20_02 : Accumulators
Pr_60_50_20_10 : Buffer vessels
Pr_60_50_20_21 : Direct hot water storage cylinders
Pr_60_50_20_22 : Direct insulated hot water combination units
Pr_60_50_20_23 : Double feed indirect hot water storage cylinders
Pr_60_50_20_24 : Double feed indirect insulated hot water combination units
Pr_60_50_20_25 : Dual coil hot water storage cylinders
Pr_60_50_20_28 : Expansion vessels
Pr_60_50_20_42 : Indirectly heated unvented hot water storage cylinders
Pr_60_50_20_77 : Single feed indirect insulated combination units
Pr_60_50_20_78 : Single feed indirect hot water storage cylinders
Pr_60_50_33 : Gas storage cylinders
Pr_60_50_33_14 : Compressed air cylinders
Pr_60_50_33_15 : Compressed gas cylinders
Pr_60_50_33_37 : High pressure fire extinguishing gas storage cylinders
Pr_60_50_33_46 : Liquefied gas cylinders
Pr_60_50_33_47 : Liquid oxygen cylinders
Pr_60_50_33_48 : Low pressure fire extinguishing gas storage cylinders
Pr_60_50_33_51 : Medical compressed gas cylinders
Pr_60_50_41 : Irrigation and water feature reservoirs
Pr_60_50_41_41 : Integral water features
Pr_60_50_41_53 : Modular irrigation reservoirs
Pr_60_50_41_65 : Pre-formed reservoirs
Pr_60_50_41_66 : Pre-formed rigid pond liners
Pr_60_50_41_77 : Sealed irrigation reservoirs
Pr_60_50_41_96 : Water feature container
Pr_60_50_46 : Liquid fuel tank accessories
Pr_60_50_46_45 : Liquid fuel tank contents gauge
Pr_60_50_46_46 : Liquid fuel tank drip trays
Pr_60_50_46_47 : Liquid fuel tank fill points
Pr_60_50_46_48 : Liquid fuel tank outflow heaters
Pr_60_50_46_49 : Liquid fuel tank heaters
Pr_60_50_46_59 : Overflow prevention devices
Pr_60_50_47 : Liquid fuel tanks
Pr_60_50_47_11 : Liquid fuel service tanks
Pr_60_50_47_12 : Carbon steel liquid fuel tanks
Pr_60_50_47_13 : Carbon steel oil tanks
Pr_60_50_47_34 : Glass reinforced plastics liquid fuel tanks
Pr_60_50_47_63 : Plastics oil tanks
Pr_60_50_47_64 : Plastics petrol and diesel tanks
Pr_60_50_47_84 : Stainless steel liquid fuel tanks
Pr_60_50_67 : Pressure storage vessels
Pr_60_50_67_31 : Foam fire fighting tanks
Pr_60_50_67_48 : Liquefied petroleum gas (LPG) storage vessels
Pr_60_50_67_52 : Metal liquid or gas pressure vessels
Pr_60_50_67_93 : Vacuum flasks
Pr_60_50_67_94 : Vacuum insulated evaporator (VIE) storage vessels
Pr_60_50_85 : Storage of solid materials
Pr_60_50_85_01 : Above ground storage containers for solid fuel
Pr_60_50_85_07 : Below ground storage containers for solid fuel
Pr_60_50_85_78 : Silos
Pr_60_50_96 : Water tanks and cisterns
Pr_60_50_96_15 : Concrete tanks
Pr_60_50_96_32 : Galvanized steel cisterns
Pr_60_50_96_33 : Galvanized steel tanks
Pr_60_50_96_34 : Glass reinforced plastics cisterns
Pr_60_50_96_35 : Glass reinforced pressure tanks
Pr_60_50_96_36 : Glass reinforced plastics tanks
Pr_60_50_96_52 : Moulded plastics tanks
Pr_60_50_96_53 : Moulded plastics cisterns
Pr_60_50_96_62 : Piped attenuation structure
Pr_60_50_96_64 : Polyethylene (PE) tanks
Pr_60_50_96_65 : Polypropylene (PP) tanks
Pr_60_50_96_70 : Rainwater storage butts
Pr_60_50_96_76 : Sectional carbon steel tanks
Pr_60_50_96_84 : Stainless steel tanks
Pr_60_55 : Liquid and gas source products
Pr_60_55_31 : Inlet connections and fill connections
Pr_60_55_31_29 : Foam inlet adaptors
Pr_60_55_31_30 : Foam inlet boxes
Pr_60_55_31_42 : Riser inlet breechings and boxes
Pr_60_55_31_47 : Liquefied petroleum gas (LPG) fill connections
Pr_60_55_31_96 : Water inlet adaptors
Pr_60_55_31_97 : Water inlet boxes
Pr_60_55_33 : Gas and vacuum generators
Pr_60_55_33_04 : Anaerobic digesters
Pr_60_55_33_13 : Chlorine generators
Pr_60_55_33_39 : Hydrogen generators
Pr_60_55_33_56 : Nitrogen generators
Pr_60_55_33_73 : Pressure swing adsorption (PSA) plant
Pr_60_55_33_94 : Vacuum plant
Pr_60_55_96 : Water treatment chemicals
Pr_60_55_96_06 : Bacteria and biofouling inhibitors
Pr_60_55_96_07 : Biocide chemicals
Pr_60_55_96_08 : Biodispersant chemicals
Pr_60_55_96_12 : Chlorination chemicals
Pr_60_55_96_15 : Corrosion inhibitor chemicals
Pr_60_55_96_16 : Corrosion inhibitor chemicals for closed circuits
Pr_60_55_96_21 : De-chlorination chemicals
Pr_60_55_96_22 : Dispersant chemicals
Pr_60_55_96_58 : Odour control chemicals
Pr_60_55_96_64 : pH correction chemicals
Pr_60_55_96_77 : Scale inhibitor chemicals
Pr_60_55_96_78 : Septicity control chemicals
Pr_60_55_96_79 : Settlement coagulants
Pr_60_55_96_96 : Water plumbosolvency reduction chemicals
Pr_60_55_97 : Water treatment products
Pr_60_55_97_02 : Alkalinity dosing units
Pr_60_55_97_06 : Bioaugmentation devices
Pr_60_55_97_07 : Biocide dosing pots
Pr_60_55_97_11 : Chemical disinfection devices
Pr_60_55_97_12 : Chemical dosing pots
Pr_60_55_97_13 : Chemical injectors
Pr_60_55_97_14 : Clarifiers
Pr_60_55_97_15 : Coagulant dosing units
Pr_60_55_97_20 : Deionisation units
Pr_60_55_97_21 : Desalination units
Pr_60_55_97_22 : Disinfectant dosing units
Pr_60_55_97_23 : Distillation units
Pr_60_55_97_24 : Drinking water nitrate removal devices
Pr_60_55_97_27 : Electrodialysis units
Pr_60_55_97_43 : Ion exchange demineralization units
Pr_60_55_97_44 : Ion exchange softening units
Pr_60_55_97_50 : Magnetic water conditioners
Pr_60_55_97_63 : pH control dosing units
Pr_60_55_97_72 : Reverse osmosis units
Pr_60_55_97_85 : Sterilizers
Pr_60_55_97_86 : Surface skimmers
Pr_60_55_97_93 : Ultra violet (UV) disinfection devices
Pr_60_55_97_95 : Water aerators
Pr_60_55_97_96 : Water conditioners
Pr_60_55_97_97 : Water treatment dosing pots
Pr_60_60 : Heating and cooling source products
Pr_60_60_08 : Boilers
Pr_60_60_08_24 : Dual fuel cast iron boilers
Pr_60_60_08_25 : Dual fuel steel shell boilers
Pr_60_60_08_33 : Gas fired boilers
Pr_60_60_08_34 : Gas fired condensing boilers
Pr_60_60_08_35 : Gas fired cast iron boilers
Pr_60_60_08_36 : Gas fired steel shell boilers
Pr_60_60_08_37 : Gas fired water tube boilers
Pr_60_60_08_58 : Oil fired cast iron boilers
Pr_60_60_08_59 : Oil fired steel shell boilers
Pr_60_60_08_60 : Oil fired water tube boilers
Pr_60_60_08_80 : Solid fuel cast iron boilers
Pr_60_60_08_81 : Solid fuel steel shell boilers
Pr_60_60_10 : Burners
Pr_60_60_10_03 : Atmospheric gas burners
Pr_60_60_10_05 : Atomizing oil burners
Pr_60_60_10_29 : Forced draught dual fuel burners
Pr_60_60_10_30 : Forced draught gas burners
Pr_60_60_10_31 : Forced draught oil burners
Pr_60_60_10_65 : Pre-mix gas burners
Pr_60_60_13 : Chillers and cooling towers
Pr_60_60_13_01 : Adsorption chillers
Pr_60_60_13_04 : Air cooled liquid chillers
Pr_60_60_13_14 : Closed circuit cooling towers
Pr_60_60_13_22 : Direct fired absorption liquid chillers
Pr_60_60_13_27 : Electric driven refrigerant compressors
Pr_60_60_13_33 : Gas engine driven refrigerant compressors
Pr_60_60_13_38 : Hot water fired absorption liquid chillers
Pr_60_60_13_59 : Open circuit cooling towers
Pr_60_60_13_84 : Steam fired absorption liquid chillers
Pr_60_60_13_96 : Water cooled liquid chillers
Pr_60_60_36 : Heat recovery distribution equipment
Pr_60_60_36_26 : Economizers
Pr_60_60_36_36 : Heat pipes
Pr_60_60_36_60 : Passive heat exchangers
Pr_60_60_36_62 : Plate recuperators
Pr_60_60_36_72 : Regenerators
Pr_60_60_36_74 : Run-around coils
Pr_60_60_36_88 : Thermal wheels
Pr_60_60_38 : Calorifiers and plate heat exchangers
Pr_60_60_38_38 : Hot water non-storage calorifiers
Pr_60_60_38_42 : Instantaneous plate heat exchangers
Pr_60_60_38_62 : Plate heat exchangers
Pr_60_60_38_84 : Steam to water non-storage calorifiers
Pr_60_60_38_85 : Storage calorifiers
Pr_60_60_81 : Solar heat collectors
Pr_60_60_81_26 : Evacuated tube solar collectors
Pr_60_60_81_30 : Flat plate solar collectors
Pr_60_60_81_80 : Solar heat stores
Pr_60_60_81_81 : Solar trackers
Pr_60_60_83 : Solid fuel and waste handling equipment
Pr_60_60_83_05 : Ash handling equipment
Pr_60_60_83_81 : Solid fuel handling equipment
Pr_60_60_84 : Steam generators
Pr_60_60_84_14 : Clean steam generators
Pr_60_60_96 : Water heaters
Pr_60_60_96_26 : Electric instantaneous shower units
Pr_60_60_96_27 : Electric instantaneous water heaters
Pr_60_60_96_28 : Electric storage water heaters
Pr_60_60_96_33 : Gas-fired instantaneous water heaters
Pr_60_60_96_34 : Gas-fired storage water heaters
Pr_60_60_96_42 : Immersion heaters
Pr_60_65 : Air and fume source products
Pr_60_65_03 : Air handling units
Pr_60_65_03_86 : Supply air handling units
Pr_60_65_03_87 : Supply and return air handling units
Pr_60_65_31 : Fume cupboards and safety cabinets
Pr_60_65_31_33 : General-purpose fume cupboards
Pr_60_65_31_46 : Laminar flow cabinets
Pr_60_65_31_52 : Microbiological safety cabinets
Pr_60_65_31_71 : Recirculatory filtration fume cupboards
Pr_60_65_31_76 : School fume cupboards
Pr_60_65_31_94 : Variable air volume fume cupboards
Pr_60_65_37 : Heating and cooling coils
Pr_60_65_37_12 : Chilled water cooling coils
Pr_60_65_37_27 : Electric heater batteries
Pr_60_65_37_33 : Gas fired heater batteries
Pr_60_65_37_41 : Intercooler
Pr_60_65_37_47 : Low temperature hot water heating coils
Pr_60_65_37_72 : Refrigerant cooling coils
Pr_60_65_94 : Ventilation hoods and extract points
Pr_60_65_94_29 : Fume capturing hoods
Pr_60_65_94_30 : Fume enclosing hoods
Pr_60_65_94_31 : Fume receiving hoods
Pr_60_65_94_32 : Fume extract points
Pr_60_65_94_45 : Kitchen canopies
Pr_60_65_94_46 : Kitchen extractor hoods
Pr_60_65_94_94 : Vehicle exhaust nozzles
Pr_60_70 : Power supply products
Pr_60_70_06 : Batteries and chargers
Pr_60_70_06_05 : Automatic battery chargers
Pr_60_70_06_06 : Backup battery supply
Pr_60_70_06_12 : Central battery supply units
Pr_60_70_06_23 : Direct current battery charge controllers
Pr_60_70_06_27 : Electric vehicle chargers
Pr_60_70_06_65 : Power conditioning units
Pr_60_70_06_67 : PV generator junction boxes
Pr_60_70_06_71 : Rechargeable dry cell battery chargers
Pr_60_70_06_76 : Sealed lead acid batteries
Pr_60_70_06_77 : Sealed nickel cadmium batteries
Pr_60_70_06_94 : Valve regulated (sealed) lead acid
Pr_60_70_06_95 : Vented lead acid batteries
Pr_60_70_06_96 : Vented nickel cadmium batteries
Pr_60_70_22 : Distribution boxes and switchboards
Pr_60_70_22_11 : Cable distribution cabinets
Pr_60_70_22_15 : Consumer units
Pr_60_70_22_19 : Cubicle switchboards
Pr_60_70_22_22 : Distribution boards
Pr_60_70_22_28 : Extension boxes
Pr_60_70_22_46 : Lighting distribution boxes
Pr_60_70_22_50 : Master distribution boxes
Pr_60_70_22_79 : Slave distribution boxes
Pr_60_70_22_80 : Spreader boxes
Pr_60_70_28 : Extra high voltage switchgear
Pr_60_70_36 : High voltage switchgear and transformers
Pr_60_70_36_06 : High voltage busbar metering panels
Pr_60_70_36_07 : High voltage bus-section panel
Pr_60_70_36_12 : High voltage circuit breakers
Pr_60_70_36_22 : High voltage disconnectors
Pr_60_70_36_24 : High voltage dry type transformers
Pr_60_70_36_26 : High voltage earthing switches
Pr_60_70_36_30 : High voltage liquid immersed transformers
Pr_60_70_36_37 : High voltage fuses
Pr_60_70_36_53 : High voltage modular switchboards
Pr_60_70_36_72 : High voltage ring main units
Pr_60_70_36_75 : High voltage safety matting
Pr_60_70_36_80 : High voltage switch-disconnectors
Pr_60_70_36_81 : High voltage switch-fuse combinations
Pr_60_70_36_82 : High voltage switches
Pr_60_70_36_83 : High voltage switchgear protection and control modules
Pr_60_70_36_94 : High voltage vacuum circuit breaker panels
Pr_60_70_48 : Low voltage switchgear
Pr_60_70_48_05 : Automatic transfer switching equipment (TSE)
Pr_60_70_48_06 : Busbar chambers
Pr_60_70_48_07 : Busbar trunking feed units
Pr_60_70_48_08 : Busbar trunking fire barrier units
Pr_60_70_48_09 : Busbar trunking tap-off units
Pr_60_70_48_11 : Changeover switches
Pr_60_70_48_27 : Electrical cut outs
Pr_60_70_48_30 : Fireman’s emergency switches
Pr_60_70_48_44 : Low voltage fuse-switch disconnectors
Pr_60_70_48_45 : Low voltage safety matting
Pr_60_70_48_46 : Low voltage switch-disconnector fuses
Pr_60_70_48_47 : Low voltage switch disconnectors
Pr_60_70_48_48 : Low voltage switches
Pr_60_70_48_49 : Low voltage switchgear tripping units
Pr_60_70_48_62 : Photovoltaic array junction boxes
Pr_60_70_48_63 : Photovoltaic generator junction boxes
Pr_60_70_48_66 : Power busbar trunking
Pr_60_70_64 : Power conditioning supply equipment
Pr_60_70_64_86 : Static inverter power supply units
Pr_60_70_64_93 : Uninterruptible power supply (UPS) units
Pr_60_70_64_94 : Uninterruptible power supply (UPS) remote alarm panels
Pr_60_70_65 : Power generators engines and packaged combined heat and power (CHP) units
Pr_60_70_65_03 : Alternators
Pr_60_70_65_05 : Automatic voltage regulators
Pr_60_70_65_32 : Gas turbines (CCGT)
Pr_60_70_65_33 : Generator control panels
Pr_60_70_65_34 : Generator sets
Pr_60_70_65_35 : Governors
Pr_60_70_65_37 : Horizontal axis wind turbines (HAWT)
Pr_60_70_65_39 : Hydro turbines
Pr_60_70_65_41 : Internal combustion engines
Pr_60_70_65_47 : Load banks
Pr_60_70_65_58 : Offshore wind turbines
Pr_60_70_65_59 : Onshore wind turbines
Pr_60_70_65_60 : Packaged combined heat and power (CHP) units
Pr_60_70_65_63 : Photovoltaic modules
Pr_60_70_65_94 : Vertical axis wind turbines (VAWT)
Pr_60_70_65_97 : Wind turbine controllers
Pr_60_75 : Communications source products
Pr_60_75_01 : Antennae and satellite dishes
Pr_60_75_01_22 : Digital audio broadcasting (DAB) antennae
Pr_60_75_01_31 : Frequency modulation (FM) antennae
Pr_60_75_01_75 : Satellite dishes
Pr_60_75_01_92 : Ultra-high frequency (UHF) antennae
Pr_60_75_03 : Audio and video players and recorders
Pr_60_75_03_07 : Blu-ray players
Pr_60_75_03_11 : Cassette players
Pr_60_75_03_15 : Compact disc players
Pr_60_75_03_22 : Digital video recorders
Pr_60_75_03_56 : Network video recorders
Pr_60_75_03_70 : Radio tuners
Pr_60_75_03_87 : Time lapse video recorders
Pr_60_75_06 : Audio input devices
Pr_60_75_06_53 : Microphones
Pr_60_75_06_60 : Paging consoles
Pr_60_75_08 : Audio and visual source products
Pr_60_75_08_01 : Artificial reverberation time delay and frequency shift equipment
Pr_60_75_08_02 : Audio amplifiers
Pr_60_75_08_03 : Audio equalizers
Pr_60_75_08_04 : Automatic announcement equipment
Pr_60_75_08_05 : Auxiliary passive elements
Pr_60_75_08_23 : Diplexers
Pr_60_75_08_28 : External source input points
Pr_60_75_08_46 : Launch amplifiers
Pr_60_75_08_48 : Local volume controls
Pr_60_75_08_50 : Masthead amplifiers
Pr_60_75_08_52 : Mixer amplifiers
Pr_60_75_08_54 : Mixers
Pr_60_75_08_55 : Multiswitches
Pr_60_75_08_63 : Pre-amplifiers
Pr_60_75_08_71 : Remote microphone input points
Pr_60_75_08_78 : Splitters
Pr_60_75_78 : Signal transmitters
Pr_60_75_78_90 : Telemetry transmitters
Pr_60_75_78_91 : Television equalizers
Pr_60_75_86 : Surveillance cameras monitors and ancillaries
Pr_60_75_86_01 : ANPR cameras
Pr_60_75_86_07 : Box cameras
Pr_60_75_86_09 : Bullet cameras
Pr_60_75_86_10 : Covert cameras
Pr_60_75_86_11 : CCTV matrix switch controllers
Pr_60_75_86_12 : CCTV telemetry receivers
Pr_60_75_86_13 : CCTV telemetry transmitters
Pr_60_75_86_21 : Day night cameras
Pr_60_75_86_24 : Dome cameras
Pr_60_75_86_41 : Infra-red cameras
Pr_60_75_86_60 : Pan and tilt units
Pr_60_75_86_65 : PTZ cameras
Pr_60_75_86_79 : Surveillance monitors
Pr_60_75_86_80 : Survey cameras
Pr_60_75_86_90 : Traffic enforcement cameras
Pr_65 : Services distribution products
Pr_65_12 : Chutes
Pr_65_12_70 : Refuse and linen chutes
Pr_65_12_70_22 : Disposal chutes
Pr_65_12_70_47 : Linen chutes
Pr_65_12_71 : Refuse and linen chute accessories
Pr_65_12_71_12 : Chute cleaning mechanisms
Pr_65_12_71_72 : Refuse and recycling separators
Pr_65_50 : Gutter and fitting products
Pr_65_50_35 : Gutters and accessories
Pr_65_50_35_02 : Aluminium combined fascias soffits and gutters
Pr_65_50_35_04 : Aluminium composite boundary wall or valley gutters
Pr_65_50_35_06 : Aluminium eaves gutters
Pr_65_50_35_08 : Aluminium boundary wall or valley gutters
Pr_65_50_35_11 : Cast iron eaves gutters
Pr_65_50_35_15 : Copper eaves gutters
Pr_65_50_35_26 : Eaves gutter leaf guards
Pr_65_50_35_27 : Galvanized steel boundary wall or valley gutters
Pr_65_50_35_28 : Galvanized steel chambered gutters
Pr_65_50_35_29 : Galvanized steel combined fascias soffits and gutters
Pr_65_50_35_30 : Galvanized steel composite gutters
Pr_65_50_35_31 : Galvanized steel eaves gutters
Pr_65_50_35_33 : Glass reinforced plastics (GRP) boundary wall or valley gutters
Pr_65_50_35_34 : Glass reinforced plastics (GRP) composite boundary wall or valley gutters
Pr_65_50_35_35 : Glass reinforced plastics (GRP) eaves gutters
Pr_65_50_35_36 : Glass reinforced plastics (GRP) roof gutters
Pr_65_50_35_37 : Gravity rainwater outlets
Pr_65_50_35_38 : Gutter linings
Pr_65_50_35_40 : Hot dip precoated carbon steel combined fascias soffits and gutters
Pr_65_50_35_42 : Hot dip precoated carbon steel eaves gutters
Pr_65_50_35_47 : Lead rainwater chutes
Pr_65_50_35_68 : Rainwater hoppers
Pr_65_50_35_70 : Rainwater pipe diverter units
Pr_65_50_35_72 : Rainwater weirs
Pr_65_50_35_81 : Siphonic rainwater outlets
Pr_65_50_35_82 : Stainless steel eaves gutters
Pr_65_50_35_83 : Stainless steel rainwater chutes
Pr_65_50_35_92 : Unplasticized polyvinylchloride (PVC-U) eaves gutters
Pr_65_50_35_98 : Zinc eaves gutters
Pr_65_50_35_99 : Zinc rainwater chutes
Pr_65_52 : Pipe tube and fitting products
Pr_65_52_01 : Access and inspection chambers and gullies
Pr_65_52_01_01 : Access and inspection chambers
Pr_65_52_01_02 : Access covers and frames
Pr_65_52_01_03 : Access gratings
Pr_65_52_01_04 : Aluminium inspection chambers
Pr_65_52_01_08 : Carbon steel edge strips and frames
Pr_65_52_01_09 : Carbon steel inspection chambers
Pr_65_52_01_14 : Concrete access cover seatings
Pr_65_52_01_16 : Concrete inspection chamber sections
Pr_65_52_01_17 : Concrete inspection chamber cover slabs
Pr_65_52_01_18 : Concrete inspection chamber shaft sections
Pr_65_52_01_19 : Concrete inspection chamber transition sections
Pr_65_52_01_20 : Concrete manhole base units
Pr_65_52_01_21 : Concrete manhole chamber sections
Pr_65_52_01_22 : Concrete manhole shaft sections
Pr_65_52_01_23 : Concrete manhole transition sections
Pr_65_52_01_24 : Concrete manholes and soakaway cover slabs
Pr_65_52_01_25 : Concrete soakaway shaft sections
Pr_65_52_01_50 : Manhole covers and frames
Pr_65_52_01_58 : Orifice plate drainage flow controllers
Pr_65_52_01_60 : Plastics access and inspection chambers
Pr_65_52_01_61 : Plastics below-ground access or equipment chambers
Pr_65_52_01_62 : Plastics channels for access chambers
Pr_65_52_01_63 : Plastics distribution and sampling chambers
Pr_65_52_01_64 : Plastics inspection chambers
Pr_65_52_01_65 : Plastics mini inspection chambers
Pr_65_52_01_66 : Plastics restricted access inspection shafts
Pr_65_52_01_67 : Plastics sealed access pipes
Pr_65_52_01_68 : Preformed access ducts
Pr_65_52_01_72 : Recycled polyethylene (PE) inspection chambers
Pr_65_52_01_83 : Stainless steel edge strips and frames
Pr_65_52_01_84 : Stainless steel inspection chambers
Pr_65_52_01_86 : Surface boxes
Pr_65_52_01_95 : Vortex flow drainage controllers
Pr_65_52_07 : Below-ground and pressure drainage pipes and fittings
Pr_65_52_07_13 : Clay below-ground drainage pipes and fittings
Pr_65_52_07_15 : Concrete perforated below-ground drainage pipes and fittings for flexible jointing
Pr_65_52_07_16 : Concrete plain wall below-ground drainage pipes and fittings for flexible jointing
Pr_65_52_07_25 : Ductile iron pressure pipes and fittings
Pr_65_52_07_28 : Flexible couplings between below-ground drainage pipes
Pr_65_52_07_34 : Grey cast iron below-ground drainage pipes and fittings
Pr_65_52_07_36 : High-density polyethylene (HDPE) pressure pipes and fittings
Pr_65_52_07_38 : High-density polyethylene (HDPE) structured wall below-ground drainage pipes and fittings for flexible jointing
Pr_65_52_07_39 : High-density polyethylene (HDPE) structured wall below-ground drainage pipes and fittings for welded jointing
Pr_65_52_07_40 : High-density polyethylene (HDPE) structured wall perforated below-ground drainage pipes and fittings for flexible jointing
Pr_65_52_07_58 : Oriented unplasticized polyvinylchloride (PVC-O) pressure pipes and fittings
Pr_65_52_07_63 : Plastics flexible (coil) perforated wall below-ground drainage pipes and fittings
Pr_65_52_07_64 : Polypropylene (PP) solid wall below-ground drainage pipes and fittings for flexible jointing
Pr_65_52_07_65 : Polypropylene (PP) structured wall below-ground drainage pipes and fittings for flexible jointing
Pr_65_52_07_66 : Polypropylene (PP) structured wall perforated below-ground drainage pipes and fittings for flexible jointing
Pr_65_52_07_67 : Polypropylene (PP) structured wall below-ground drainage pipes and fittings for welded jointing
Pr_65_52_07_75 : Saddle connectors to below-ground drainage pipes
Pr_65_52_07_84 : Steel reinforced polyethylene composite structured wall below ground drainage pipelines for flexible jointing
Pr_65_52_07_87 : Unplasticized polyvinylchloride (PVC-U) pressure pipes and fittings
Pr_65_52_07_88 : Unplasticized polyvinylchloride (PVC-U) solid wall below-ground drainage pipe and fittings for flexible jointing
Pr_65_52_07_89 : Unplasticized polyvinylchloride (PVC-U) solid wall perforated below-ground drainage pipes and fittings for flexible jointing
Pr_65_52_07_90 : Unplasticized polyvinylchloride (PVC-U) structured wall below-ground drainage pipes and fittings for flexible jointing
Pr_65_52_07_91 : Unplasticized polyvinylchloride (PVC-U) structured wall perforated below-ground drainage pipe and fittings for flexible jointing
Pr_65_52_07_92 : Unplasticized polyvinylchloride alloy (PVC-A) pressure pipes and fittings
Pr_65_52_07_94 : Vitrified clay perforated below-ground drainage pipes and fittings for flexible jointing
Pr_65_52_07_96 : Vitrified clay plain wall below-ground drainage open butt joint pipes (land drainage tiles) and fittings
Pr_65_52_07_97 : Vitrified clay plain wall below-ground drainage pipes and fittings for flexible jointing
Pr_65_52_07_98 : Vitrified clay plain wall below-ground drainage pipes and fittings for rigid jointing
Pr_65_52_20 : Culverts
Pr_65_52_20_15 : Concrete arch culverts
Pr_65_52_20_16 : Concrete box culverts
Pr_65_52_20_17 : Concrete bridge culverts
Pr_65_52_20_18 : Concrete pipe arch culverts
Pr_65_52_20_19 : Concrete pipe culverts
Pr_65_52_20_20 : Corrugated steel pipe culverts
Pr_65_52_20_84 : Structural plate corrugated steel pipe culverts
Pr_65_52_24 : Drainage gullies and channels
Pr_65_52_24_02 : Adaptors for above-ground pipe connections to clay drainage pipelines
Pr_65_52_24_03 : Adaptors for above-ground pipe connections to plastics drainage pipelines
Pr_65_52_24_11 : Carriageway kerb and drainage channels
Pr_65_52_24_12 : Cast iron composite gullies
Pr_65_52_24_13 : Cast iron one piece gullies
Pr_65_52_24_14 : Cast iron rodding eyes
Pr_65_52_24_15 : Cast iron sealed access pipes
Pr_65_52_24_18 : Concrete one piece gullies
Pr_65_52_24_24 : Drainage channels with gratings
Pr_65_52_24_26 : Filtration drainage channels
Pr_65_52_24_28 : Floor channels
Pr_65_52_24_29 : Floor channel covers and gratings
Pr_65_52_24_30 : Floor gully covers and gratings
Pr_65_52_24_31 : Floor gullies
Pr_65_52_24_47 : Linear slot drainage channels
Pr_65_52_24_59 : Plastics composite gullies
Pr_65_52_24_60 : Plastics one piece gullies
Pr_65_52_24_61 : Plastics rodding eyes
Pr_65_52_24_64 : Polypropylene (PP) composite gullies
Pr_65_52_24_65 : Polypropylene (PP) one piece gullies
Pr_65_52_24_73 : Rat barrier pipes
Pr_65_52_24_91 : Vitrified clay access chamber channels
Pr_65_52_24_92 : Vitrified clay composite gullies
Pr_65_52_24_94 : Vitrified clay one piece gullies
Pr_65_52_24_95 : Vitrified clay rodding eyes
Pr_65_52_24_96 : Vitrified clay sealed access pipes
Pr_65_52_25 : Drainage traps and accessories
Pr_65_52_25_06 : Below-ground grease traps and converters
Pr_65_52_25_15 : Concrete silt traps
Pr_65_52_25_23 : Depressurization sumps
Pr_65_52_25_32 : Free-standing grease traps and converters
Pr_65_52_25_60 : Petrol interceptors
Pr_65_52_25_62 : Plastics silt traps
Pr_65_52_25_72 : Reverse action interceptors
Pr_65_52_25_75 : Sanitary appliance traps
Pr_65_52_25_78 : Silt buckets
Pr_65_52_25_93 : Vitrified clay interceptor traps
Pr_65_52_25_96 : Vitrified clay silt traps
Pr_65_52_25_98 : Waste traps
Pr_65_52_34 : Gauges and sight glasses
Pr_65_52_34_08 : Bourdon tube pressure gauges
Pr_65_52_34_15 : Combined steam sight glass and check valves
Pr_65_52_34_16 : Contents gauges
Pr_65_52_34_18 : Contents sight glasses
Pr_65_52_34_22 : Differential pressure gauges
Pr_65_52_34_24 : Double window steam sight glasses
Pr_65_52_34_50 : Manometers
Pr_65_52_34_55 : Multi window steam sight glasses
Pr_65_52_34_65 : Pressure and altitude gauges
Pr_65_52_34_66 : Pressure gauges
Pr_65_52_34_77 : Single window steam sight glasses
Pr_65_52_34_88 : Temperature gauges
Pr_65_52_38 : Hoses and hose reels
Pr_65_52_38_14 : Compressed air coil hoses
Pr_65_52_38_15 : Compressed air hose couplings
Pr_65_52_38_16 : Compressed air hose reel balancers
Pr_65_52_38_18 : Compressed air hose reels
Pr_65_52_38_20 : Crushproof vehicle exhaust hoses
Pr_65_52_38_30 : Fire hose reels
Pr_65_52_38_31 : Flat irrigation hoses
Pr_65_52_38_32 : Foam hose couplings
Pr_65_52_38_33 : Gas hose reels
Pr_65_52_38_42 : Irrigation hoses
Pr_65_52_38_84 : Spiral compressed air hoses
Pr_65_52_38_85 : Spiral plastics hoses
Pr_65_52_38_86 : Spring balancer vehicle exhaust hose supports
Pr_65_52_38_94 : Vehicle exhaust hose reels
Pr_65_52_38_95 : Water hose reels
Pr_65_52_38_96 : Water hoses
Pr_65_52_38_97 : Water fire extinguishing hose couplings
Pr_65_52_38_98 : WC washdown hoses
Pr_65_52_61 : Pipe accessories
Pr_65_52_61_04 : Anti-climb pipe covers
Pr_65_52_61_15 : Concealed intumescent pipe collars
Pr_65_52_61_22 : Dirt pockets
Pr_65_52_61_23 : Discharge and ventilating stack terminations
Pr_65_52_61_28 : Electrical resistance surface trace heating
Pr_65_52_61_29 : Electrical resistance surface trace heating for hazardous environments
Pr_65_52_61_42 : Insulated wrap pipe collars
Pr_65_52_61_50 : Masking plates
Pr_65_52_61_61 : Pipeducts
Pr_65_52_61_62 : Pipeline supports
Pr_65_52_61_63 : Pipe sleeves
Pr_65_52_61_65 : Plastics ducts for electric cables
Pr_65_52_61_86 : Surface-mounted intumescent pipe collars
Pr_65_52_61_91 : Tundishes
Pr_65_52_62 : Pipe jointing materials
Pr_65_52_62_09 : Brazing compound
Pr_65_52_62_11 : Caulking rope
Pr_65_52_62_27 : Elastomeric ring seals
Pr_65_52_62_29 : Flange jointing rings for copper flanges
Pr_65_52_62_30 : Flange jointing rings for stainless steel flanges
Pr_65_52_62_31 : Flange jointing rings for steel flanges
Pr_65_52_62_32 : Flux
Pr_65_52_62_36 : Hemp and paste
Pr_65_52_62_65 : Polytetrafluoroethylene (PTFE) joint tape
Pr_65_52_62_71 : Resin modified cement
Pr_65_52_62_81 : Solder
Pr_65_52_62_82 : Solvent welding cement
Pr_65_52_63 : Pipes and fittings
Pr_65_52_63_02 : Acrylonitrile butadiene styrene (ABS) pipes and fittings
Pr_65_52_63_04 : Aluminium rainwater pipe and fittings
Pr_65_52_63_08 : Borosilicate glass pipe and fittings
Pr_65_52_63_10 : Carbon steel pipe and fittings
Pr_65_52_63_11 : Cast iron rainwater pipe and fittings
Pr_65_52_63_12 : Cast iron drainage pipe and fittings
Pr_65_52_63_13 : Chlorinated polyvinylchloride (PVC-C) pipe and fittings
Pr_65_52_63_14 : Chlorinated polyvinylchloride (PVC-C) pipelines
Pr_65_52_63_15 : Concrete perforated pipes and fittings
Pr_65_52_63_16 : Concrete pipes and fittings
Pr_65_52_63_17 : Copper pipelines
Pr_65_52_63_18 : Copper pipeline fittings
Pr_65_52_63_19 : Copper rainwater pipes and fittings
Pr_65_52_63_20 : Copper refrigerant pipelines
Pr_65_52_63_21 : Copper waste water pipe and fittings
Pr_65_52_63_22 : Corrugated stainless steel pipes and fittings
Pr_65_52_63_23 : Cross-linked polyethylene (PE-X) pipes and fittings
Pr_65_52_63_25 : Ductile iron pipes and fittings
Pr_65_52_63_31 : Galvanized steel rainwater pipe and fittings
Pr_65_52_63_32 : Glass pipelines
Pr_65_52_63_33 : Glass reinforced plastics (GRP) pressure pipes and fittings
Pr_65_52_63_34 : Glass reinforced plastics (GRP) rainwater pipes and fittings
Pr_65_52_63_46 : Lead pipes and fittings
Pr_65_52_63_50 : Medical gas copper tube
Pr_65_52_63_52 : Modified unplasticized polyvinylchloride (MUPVC) pipes and fittings
Pr_65_52_63_54 : Multilayer pipelines for gaseous fuels
Pr_65_52_63_55 : Multilayer pipelines for water
Pr_65_52_63_60 : Polybutylene (PB) pipes and fittings
Pr_65_52_63_61 : Polyethylene (PE) drainage pipe and fittings
Pr_65_52_63_62 : Polyethylene (PE) gaseous fuel pipes and fittings
Pr_65_52_63_63 : Polyethylene (PE) water pipes and fittings
Pr_65_52_63_65 : Polypropylene (PP) pipelines
Pr_65_52_63_66 : Polypropylene (PP) solid wall pipes and fittings
Pr_65_52_63_67 : Polypropylene (PP) structured wall pipes and fittings
Pr_65_52_63_68 : Pre-insulated pipelines
Pr_65_52_63_70 : Propylene co-polymer pressure pipes and fittings
Pr_65_52_63_78 : Stainless steel pipelines
Pr_65_52_63_79 : Stainless steel pipeline fittings
Pr_65_52_63_80 : Stainless steel rainwater pipes and fittings
Pr_65_52_63_81 : Stainless steel waste water pipes and fittings
Pr_65_52_63_82 : Steel pipelines
Pr_65_52_63_83 : Steel pipeline fittings
Pr_65_52_63_87 : Unplasticized polyvinylchloride (PVC-U) drainage pipe and fittings
Pr_65_52_63_88 : Unplasticized polyvinylchloride (PVC-U) rainwater pipes and fittings
Pr_65_52_63_89 : Unplasticized polyvinylchloride (PVC-U) pipelines
Pr_65_52_63_90 : Unplasticized polyvinylchloride (PVC-U) solid wall pipes and fittings
Pr_65_52_63_91 : Unplasticized polyvinylchloride (PVC-U) structured wall perforated pipes and fittings
Pr_65_52_63_92 : Unplasticized polyvinylchloride (PVC-U) structured wall pipes and fittings
Pr_65_52_63_93 : Unplasticized polyvinylchloride alloy (PVC-A) pipes and fittings
Pr_65_52_63_94 : Vitrified clay perforated pipes and fittings
Pr_65_52_63_95 : Vitrified clay plain wall open butt joint pipes and fittings
Pr_65_52_63_96 : Vitrified clay plain wall pipes and fittings
Pr_65_52_63_99 : Zinc rainwater pipes and fittings
Pr_65_53 : Pump products
Pr_65_53_24 : Drainage pumps
Pr_65_53_24_80 : Small bore discharge macerator and pumps
Pr_65_53_24_81 : Small bore discharge pumps
Pr_65_53_24_86 : Submersible pumps
Pr_65_53_86 : Supply and exhaust pumps
Pr_65_53_86_05 : Automatic condensate pumps
Pr_65_53_86_07 : Belt driven end suction pumps
Pr_65_53_86_11 : Canned rotor pumps
Pr_65_53_86_12 : Centrifugal pumps
Pr_65_53_86_13 : Close-coupled end suction pumps
Pr_65_53_86_15 : Close-coupled in line pumps
Pr_65_53_86_17 : Condensate recovery units
Pr_65_53_86_32 : Fuel oil transfer pumps
Pr_65_53_86_33 : Gas boosters
Pr_65_53_86_50 : Medical gas exhauster units
Pr_65_53_86_51 : Metering pumps
Pr_65_53_86_55 : Multi-stage pumps
Pr_65_53_86_66 : Pressure booster pumps
Pr_65_53_86_68 : Pressurization units
Pr_65_53_86_86 : Suction pumps
Pr_65_53_96 : Water supply pumps
Pr_65_53_96_02 : Air lift pumps
Pr_65_53_96_05 : Axially split casing pump units
Pr_65_53_96_06 : Back pull-out end suction pump units
Pr_65_53_96_23 : Double disc pumps
Pr_65_53_96_50 : Macerator
Pr_65_53_96_63 : Peristaltic pumps
Pr_65_53_96_64 : Positive displacement pumps
Pr_65_53_96_65 : Positive inlet pressure booster sets
Pr_65_53_96_66 : Progressing cavity pump units
Pr_65_53_96_70 : Ram pumps
Pr_65_53_96_73 : Rotary lobe pumps
Pr_65_53_96_75 : Screw pumps
Pr_65_53_96_78 : Single diaphragm pump units
Pr_65_53_96_80 : Solids handling pump units
Pr_65_53_96_84 : Submersible borehole pump unit
Pr_65_53_96_85 : Submersible pump units
Pr_65_53_96_94 : Vertically suspended bowl type pump unit
Pr_65_53_96_95 : Volute casing dry well centrifugal sewage and sludge pump unit
Pr_65_54 : Valve products
Pr_65_54_24 : Drainage valves
Pr_65_54_24_02 : Air admittance valves
Pr_65_54_24_04 : Anti-flood valves
Pr_65_54_30 : Fire fighting valves and devices
Pr_65_54_30_10 : Caps and chains
Pr_65_54_30_11 : Carbon dioxide odorizing devices
Pr_65_54_30_12 : Check and non-return valves
Pr_65_54_30_15 : Container gas fire extinguishing valves
Pr_65_54_30_22 : Deluge valves
Pr_65_54_30_24 : Dry riser landing valves
Pr_65_54_30_30 : Fire fighting alarm devices
Pr_65_54_30_37 : High and low pressure selector gas fire extinguishing valves
Pr_65_54_30_42 : Inlet breechings
Pr_65_54_30_63 : Pneumatic alarm devices
Pr_65_54_30_65 : Pressure gauges and pressure switches
Pr_65_54_30_85 : Sprinkler system alarm valves
Pr_65_54_30_95 : Water fire extinguisher leather straps
Pr_65_54_30_96 : Water mist control valves
Pr_65_54_30_97 : Wet riser landing valves
Pr_65_54_33 : Gas and liquid fuel valves
Pr_65_54_33_03 : Anti-siphon liquid fuel supply valves
Pr_65_54_33_11 : Cast iron plug valves
Pr_65_54_33_15 : Compressed air pressure reducing stations
Pr_65_54_33_31 : Fusible link drop weight valves
Pr_65_54_33_33 : Gas ball valves
Pr_65_54_33_34 : Gas burner safety devices
Pr_65_54_33_35 : Gas butterfly valves
Pr_65_54_33_36 : Gas pressure reducing stations
Pr_65_54_33_37 : Gas pressure switches
Pr_65_54_33_38 : Gas solenoid valves
Pr_65_54_33_43 : Industrial vacuum flow regulating valves
Pr_65_54_33_44 : Laboratory gas safety valves
Pr_65_54_33_45 : Laboratory gas taps
Pr_65_54_33_46 : Laboratory gas supply manifolds
Pr_65_54_33_47 : Liquefied petroleum gas (LPG) pressure regulators
Pr_65_54_33_48 : Liquefied petroleum gas (LPG) pressure relief valves
Pr_65_54_33_49 : Liquefied petroleum gas (LPG) shut off valves and emergency valves
Pr_65_54_33_50 : Mechanical gas safety valves
Pr_65_54_33_51 : Medical gas line valves
Pr_65_54_33_52 : Medical gas pressure reducing stations
Pr_65_54_33_53 : Medical gas service modules
Pr_65_54_33_54 : Medical gas supply manifolds
Pr_65_54_33_55 : Medical gas valve service units
Pr_65_54_33_57 : Medical vacuum flow regulating valves
Pr_65_54_33_71 : Remote acting fire safety liquid fuel supply valves
Pr_65_54_33_74 : Rupture discs
Pr_65_54_33_84 : Steel plug valves
Pr_65_54_33_87 : Taper plug valves
Pr_65_54_40 : Irrigation valves
Pr_65_54_40_02 : Air valves
Pr_65_54_40_13 : Check valves
Pr_65_54_40_16 : Control valves
Pr_65_54_40_44 : Isolating valves
Pr_65_54_40_62 : Plastics isolating valves
Pr_65_54_40_94 : Volumetric control valves
Pr_65_54_85 : Steam valves
Pr_65_54_85_06 : Balanced pressure air vents
Pr_65_54_85_08 : Blowdown valves
Pr_65_54_85_26 : Electrically-actuated control steam valves
Pr_65_54_85_65 : Pneumatically-actuated control steam valves
Pr_65_54_85_77 : Self-acting control steam valves
Pr_65_54_85_78 : Self-acting steam temperature valves
Pr_65_54_85_79 : Self-operating control valves
Pr_65_54_85_88 : Temperature and pressure control steam valves
Pr_65_54_93 : Valve accessories
Pr_65_54_93_05 : Automatic air vents
Pr_65_54_93_06 : Ball valve floats
Pr_65_54_93_50 : Manual air vents
Pr_65_54_93_87 : Test points
Pr_65_54_93_88 : T-keys
Pr_65_54_93_94 : Valve keys
Pr_65_54_94 : Water supply valves
Pr_65_54_94_03 : Anti-pollution check valves
Pr_65_54_94_11 : Cast iron wedge gate valves
Pr_65_54_94_22 : Direct acting float actuated automatic control valves
Pr_65_54_94_23 : Direct spring operated pressure relief valves
Pr_65_54_94_24 : Double orifice air valves
Pr_65_54_94_26 : Eccentric plug valves
Pr_65_54_94_30 : Flexible rubber check valves
Pr_65_54_94_31 : Free discharge valves
Pr_65_54_94_39 : Hydrostatic bellmouth valves
Pr_65_54_94_45 : Knife gate valves
Pr_65_54_94_47 : Line pressure driven automatic control valves
Pr_65_54_94_56 : Non-slam nozzle check valves
Pr_65_54_94_57 : Non-slam twin plate check valves
Pr_65_54_94_60 : Pallet type pressure relief valves
Pr_65_54_94_63 : Pinch type pressure relief valves
Pr_65_54_94_65 : Plunger valves
Pr_65_54_94_70 : Recoil resilient hinge disc check valves
Pr_65_54_94_71 : Recoil swing disc check valves
Pr_65_54_94_72 : Reduced pressure zone valves
Pr_65_54_94_73 : Resilient hinge disc check valves
Pr_65_54_94_77 : Single large orifice air valves
Pr_65_54_94_78 : Single small orifice air valves
Pr_65_54_94_90 : Triple orifice air valves
Pr_65_54_94_94 : Vacuum breaker air valves
Pr_65_54_94_95 : V-port ball valves
Pr_65_54_95 : Water services valves
Pr_65_54_95_05 : Backflow prevention devices
Pr_65_54_95_06 : Ball valves
Pr_65_54_95_08 : Butterfly valves
Pr_65_54_95_11 : Cast iron check valves
Pr_65_54_95_12 : Cast iron gate valves
Pr_65_54_95_13 : Cast iron globe valves
Pr_65_54_95_14 : Check valves
Pr_65_54_95_15 : Copper alloy gate valves
Pr_65_54_95_16 : Copper alloy globe valves
Pr_65_54_95_23 : Draw off taps
Pr_65_54_95_24 : Diaphragm valves
Pr_65_54_95_26 : Double regulating valves
Pr_65_54_95_27 : Draining taps
Pr_65_54_95_28 : Excess pressure valves
Pr_65_54_95_29 : Float-operated valves
Pr_65_54_95_30 : Flow measuring valves
Pr_65_54_95_31 : Flow-reducing servicing valves
Pr_65_54_95_47 : Low pressure thermostatic mixing valves
Pr_65_54_95_48 : Low temperature thermostatic mixing valves
Pr_65_54_95_49 : Medical gas pressure reducing stations
Pr_65_54_95_50 : Metering valves
Pr_65_54_95_53 : Motorized valves
Pr_65_54_95_66 : Pressure reducing valves
Pr_65_54_95_67 : Pressure surplussing valves
Pr_65_54_95_70 : Radiator valves
Pr_65_54_95_75 : Safety valves
Pr_65_54_95_81 : Steel ball valves
Pr_65_54_95_82 : Steel globe valves
Pr_65_54_95_83 : Steel globe and check valves
Pr_65_54_95_87 : Tempering valves
Pr_65_54_95_88 : Thermostatic mixing valves
Pr_65_54_95_89 : Thermostatic radiator valves
Pr_65_54_95_90 : Three-way vent cocks
Pr_65_54_95_92 : Underfloor heating and cooling manifolds
Pr_65_55 : Liquid and gas distribution products
Pr_65_55_62 : Phase change distribution products
Pr_65_55_62_47 : Liquefied petroleum gas (LPG) vaporizers
Pr_65_55_76 : Separators
Pr_65_55_76_04 : Austenitic stainless steel steam separators
Pr_65_55_76_11 : Carbon steel steam separators
Pr_65_55_76_12 : Cast iron steam separators
Pr_65_55_76_13 : Centrifugal air separators
Pr_65_55_76_15 : Combined air and dirt separators
Pr_65_55_76_22 : Dirt separators
Pr_65_55_76_58 : Oil and petrol separators
Pr_65_55_76_59 : Oil and water separators
Pr_65_55_76_77 : SG iron steam separators
Pr_65_55_76_84 : Stainless steel steam separators
Pr_65_55_76_96 : Water separators
Pr_65_55_84 : Steam and condensate distribution
Pr_65_55_84_75 : Sample coolers
Pr_65_55_84_94 : Vacuum breakers
Pr_65_55_85 : Steam and condensate recovery vessels
Pr_65_55_85_08 : Blowdown vessels
Pr_65_55_85_30 : Flash steam recovery vessels
Pr_65_55_85_85 : Steam feedtanks
Pr_65_55_86 : Steam traps
Pr_65_55_86_06 : Balanced pressure steam traps
Pr_65_55_86_07 : Ball float steam traps
Pr_65_55_86_08 : Bimetallic steam traps
Pr_65_55_86_42 : Inverted bucket steam traps
Pr_65_55_86_88 : Thermodynamic steam traps
Pr_65_55_86_89 : Thermostatic steam traps
Pr_65_55_96 : Washing products
Pr_65_55_96_24 : Drive through wheel wash
Pr_65_55_96_72 : Roller wheel wash
Pr_65_55_96_96 : Wash plant
Pr_65_57 : Filter products
Pr_65_57_02 : Air filters
Pr_65_57_02_02 : Activated carbon air filters
Pr_65_57_02_03 : Air gas and vapour cleaners
Pr_65_57_02_04 : Air particle cleaners
Pr_65_57_02_06 : Baffle grease air filters
Pr_65_57_02_07 : Bag air filters
Pr_65_57_02_11 : Cartridge grease air filters
Pr_65_57_02_15 : Cold water mist grease air filters
Pr_65_57_02_20 : Cyclone filters
Pr_65_57_02_25 : Duct-mounted modular electrostatic air filters
Pr_65_57_02_26 : Efficient particulate arrestor (EPA) air filters
Pr_65_57_02_28 : Electrostatic precipitators
Pr_65_57_02_29 : Fabric filters
Pr_65_57_02_37 : High efficiency particle arrestor (HEPA) air filters
Pr_65_57_02_52 : Mesh air filters
Pr_65_57_02_66 : Panel air filters
Pr_65_57_02_70 : Safe change filter changing units
Pr_65_57_02_92 : Ultra low particle arrestor (ULPA) air filters
Pr_65_57_02_93 : Ultra violet light grease filter
Pr_65_57_02_96 : Water wash grease air filters
Pr_65_57_02_97 : Wet scrubber filters
Pr_65_57_33 : Gas and air filters
Pr_65_57_33_02 : Activated carbon compressed air filters
Pr_65_57_33_15 : Coalescing compressed air filters
Pr_65_57_33_25 : Dust compressed air filters
Pr_65_57_33_33 : Gas filters
Pr_65_57_58 : Oil filters and strainers
Pr_65_57_58_58 : Oil filters
Pr_65_57_58_59 : Oil strainers
Pr_65_57_85 : Swimming pool water filters and strainers
Pr_65_57_85_06 : Basket filters
Pr_65_57_85_07 : Basket strainers
Pr_65_57_85_12 : Cartridge water filters
Pr_65_57_85_22 : Diatomaceous earth water filters
Pr_65_57_85_33 : Glass water filters
Pr_65_57_85_75 : Sand water filters
Pr_65_57_95 : Water feature filters and strainers
Pr_65_57_95_07 : Biological filters
Pr_65_57_95_11 : Cartridge water filters
Pr_65_57_95_22 : Disk filters
Pr_65_57_95_42 : Inline water filters
Pr_65_57_95_51 : Media water filters
Pr_65_57_95_76 : Screen filters
Pr_65_57_95_96 : Water strainers
Pr_65_57_96 : Water filters and strainers
Pr_65_57_96_03 : Active biological water filters
Pr_65_57_96_04 : Angle water strainers
Pr_65_57_96_08 : Basket water strainers
Pr_65_57_96_09 : Bottle brush water filters
Pr_65_57_96_11 : Canister water filters
Pr_65_57_96_13 : Chlorine dioxide biological water filters
Pr_65_57_96_16 : Conical water filters
Pr_65_57_96_29 : Fast bed rapid sand water filters
Pr_65_57_96_30 : Floating tank water filters
Pr_65_57_96_34 : Granular activated carbon water filters
Pr_65_57_96_35 : Gravel water filters
Pr_65_57_96_51 : Media water filters
Pr_65_57_96_52 : Membrane water filters
Pr_65_57_96_53 : Mesh water filters
Pr_65_57_96_62 : Pilot water filters
Pr_65_57_96_70 : Rapid gravity water filters
Pr_65_57_96_72 : Reed bed water filters
Pr_65_57_96_77 : Side stream water filters
Pr_65_57_96_79 : Slow bed sand water filters
Pr_65_57_96_86 : Subsurface vortex water filters
Pr_65_57_96_99 : Y-type water strainers
Pr_65_65 : Ductwork products
Pr_65_65_23 : Ductwork accessories
Pr_65_65_23_01 : Access panels
Pr_65_65_23_25 : Ductwork access doorsets
Pr_65_65_24 : Duct dampers
Pr_65_65_24_16 : Constant volume boxes
Pr_65_65_24_29 : Fire and smoke dampers
Pr_65_65_24_30 : Fire dampers
Pr_65_65_24_42 : Intumescent fire and smoke dampers
Pr_65_65_24_56 : Non-return dampers
Pr_65_65_24_66 : Pressure control flaps
Pr_65_65_24_68 : Pressure relief dampers
Pr_65_65_24_78 : Shut off dampers
Pr_65_65_24_80 : Smoke dampers
Pr_65_65_24_93 : Variable air volume boxes
Pr_65_65_24_95 : Volume control dampers
Pr_65_65_25 : Ductwork and fittings
Pr_65_65_25_13 : Circular plastics ductwork and fittings
Pr_65_65_25_14 : Circular sheet metal ductwork and fittings
Pr_65_65_25_23 : Domestic rigid ductwork and fittings
Pr_65_65_25_30 : Fire resisting ductwork and fittings
Pr_65_65_25_31 : Flat oval sheet metal ductwork and fittings
Pr_65_65_25_32 : Flexible ductwork
Pr_65_65_25_34 : Glass fibre ductwork and fittings
Pr_65_65_25_64 : Pre-insulated ductwork and fittings
Pr_65_65_25_71 : Rectangular plastics ductwork and fittings
Pr_65_65_25_72 : Rectangular sheet metal ductwork and fittings
Pr_65_65_25_77 : Smoke extract ductwork
Pr_65_67 : Air and fume distribution products
Pr_65_67_16 : Compressed air products
Pr_65_67_16_02 : Air compressors
Pr_65_67_16_03 : Air-cooled aftercoolers
Pr_65_67_16_04 : Air preparation units
Pr_65_67_16_05 : Air receivers
Pr_65_67_16_08 : Blow protectors
Pr_65_67_16_22 : Desiccant air driers
Pr_65_67_16_50 : Medical gas compressors
Pr_65_67_16_71 : Refrigerant air driers
Pr_65_67_16_96 : Water-cooled aftercoolers
Pr_65_67_22 : De-aerators
Pr_65_67_22_47 : Liquid fuel de-aerators
Pr_65_67_22_66 : Pressure differential de-aerators
Pr_65_67_22_88 : Temperature differential de-aerators
Pr_65_67_28 : Expansion compensators
Pr_65_67_28_03 : Angular expansion compensators
Pr_65_67_28_05 : Axial expansion compensators
Pr_65_67_28_46 : Lateral expansion compensators
Pr_65_67_29 : Fans
Pr_65_67_29_05 : Axial flow fans
Pr_65_67_29_09 : Bifurcated fans
Pr_65_67_29_12 : Centrifugal fans
Pr_65_67_29_23 : Domestic fan units
Pr_65_67_29_24 : Domestic multipoint fan units
Pr_65_67_29_44 : Jet fans
Pr_65_67_29_52 : Mixed flow fans
Pr_65_67_29_67 : Propeller fans
Pr_65_67_29_72 : Roof mounted fans
Pr_65_67_29_80 : Smoke extract fans
Pr_65_67_29_88 : Twin axial fans
Pr_65_67_29_89 : Twin centrifugal fans
Pr_65_67_29_96 : Whole dwelling fan units
Pr_65_67_39 : Humidifiers and dehumidifiers
Pr_65_67_39_22 : Desiccant dehumidifiers
Pr_65_67_39_28 : Evaporative humidifiers
Pr_65_67_39_84 : Steam humidifiers
Pr_65_67_39_96 : Water atomizing humidifiers
Pr_65_67_46 : Laboratory gas products
Pr_65_67_46_56 : Nitrogen receiver
Pr_65_67_78 : Sound attenuators
Pr_65_67_78_02 : Acoustic duct linings
Pr_65_67_78_05 : Air transfer and cross talk attenuators
Pr_65_67_78_07 : Attenuated openings
Pr_65_67_78_12 : Circular attenuators
Pr_65_67_78_72 : Rectangular attenuators
Pr_65_67_94 : Vehicle exhaust distribution products
Pr_65_67_94_25 : Ducted rail tracks
Pr_65_67_94_76 : Self-sealing floor plates
Pr_65_70 : Cables conductors and fitting products
Pr_65_70_11 : Cable management
Pr_65_70_11_09 : Buried conduit
Pr_65_70_11_11 : Cable bands
Pr_65_70_11_12 : Cable baskets
Pr_65_70_11_13 : Cable cleats
Pr_65_70_11_14 : Cable ladders
Pr_65_70_11_15 : Cable ties
Pr_65_70_11_16 : Cable troughs
Pr_65_70_11_17 : Cable trays
Pr_65_70_11_18 : Cable trunking
Pr_65_70_11_19 : Channel cable supports
Pr_65_70_11_20 : Conduit fittings
Pr_65_70_11_25 : Duct bank
Pr_65_70_11_30 : Flexible conduit
Pr_65_70_11_31 : Floor cable trunking and ducting
Pr_65_70_11_47 : Lighting busbar trunking
Pr_65_70_11_61 : Perimeter trunking
Pr_65_70_11_62 : Plastic ducts for buried electric cables
Pr_65_70_11_63 : Pliable conduit
Pr_65_70_11_70 : Raised access floor service outlets
Pr_65_70_11_71 : Rigid conduit
Pr_65_70_11_75 : Service outlet boxes
Pr_65_70_11_76 : Service outlet poles
Pr_65_70_11_79 : Slotted cable trunking
Pr_65_70_12 : Cable protection products
Pr_65_70_12_04 : Anti-vandal cable guards
Pr_65_70_12_11 : Capping
Pr_65_70_12_92 : Underground concrete cable protection covers
Pr_65_70_12_93 : Underground plastics cable ducts
Pr_65_70_12_94 : Underground plastics cable protection covers
Pr_65_70_13 : Cathodic protection
Pr_65_70_13_08 : Bulk anode
Pr_65_70_13_50 : Mesh anode
Pr_65_70_13_72 : Rod anode
Pr_65_70_13_85 : Sheet anode
Pr_65_70_15 : Communications cables
Pr_65_70_15_02 : Armoured cable terminations
Pr_65_70_15_03 : Armoured coaxial communications cables
Pr_65_70_15_04 : Armoured communications cables
Pr_65_70_15_06 : Balanced twisted
Pr_65_70_15_13 : Coaxial cables
Pr_65_70_15_17 : Copper voice cables
Pr_65_70_15_32 : Functional earth cables
Pr_65_70_15_58 : Optical fibre cables
Pr_65_70_15_60 : Optical fibre patch cords
Pr_65_70_15_96 : Work area and patch cord cables
Pr_65_70_16 : Conductor rail ancillaries
Pr_65_70_16_15 : Conductor rail guard boards
Pr_65_70_16_17 : Conductor rail side ramps
Pr_65_70_16_28 : Eutectic strips
Pr_65_70_36 : High voltage cables
Pr_65_70_36_33 : High voltage cable glands
Pr_65_70_36_34 : High voltage cold shrink cable joints
Pr_65_70_36_35 : High voltage extruded insulation cable terminations
Pr_65_70_36_36 : High voltage paper insulated cable terminations
Pr_65_70_36_37 : High voltage power cables with extruded insulation
Pr_65_70_36_38 : High voltage power cables with low smoke thermosetting insulation
Pr_65_70_36_39 : High voltage power cables with impregnated paper insulation lead alloy sheath
Pr_65_70_36_40 : High voltage power cables with thermosetting insulation
Pr_65_70_42 : Insulators
Pr_65_70_42_16 : Conductor rail insulators
Pr_65_70_42_26 : Deadend insulators
Pr_65_70_42_36 : High voltage pin insulators
Pr_65_70_42_46 : Line post insulators
Pr_65_70_42_47 : Longrod insulators
Pr_65_70_42_48 : Low voltage pin insulators
Pr_65_70_42_77 : Shackle insulators
Pr_65_70_42_82 : Spool insulators
Pr_65_70_42_83 : Station post insulators
Pr_65_70_42_84 : Stay insulators
Pr_65_70_42_85 : Strain insulators
Pr_65_70_42_86 : Suspension insulators
Pr_65_70_46 : Lightning protection and earthing components
Pr_65_70_46_01 : Air terminals
Pr_65_70_46_03 : Aluminium earth tapes
Pr_65_70_46_04 : Aluminium rod lightning conductors
Pr_65_70_46_14 : Copper earth tapes
Pr_65_70_46_15 : Copper solid circular lightning conductors
Pr_65_70_46_24 : Earth bars
Pr_65_70_46_25 : Earth plates
Pr_65_70_46_26 : Earth rod inspection pits
Pr_65_70_46_27 : Earth rods
Pr_65_70_46_29 : Earthing clamps
Pr_65_70_46_30 : Earthing conductors
Pr_65_70_46_46 : Lightning protection conductor clamps
Pr_65_70_46_47 : Lightning protection conductor metallic direct contact clips
Pr_65_70_46_48 : Lightning protection conductor non-metallic direct contact clips
Pr_65_70_46_80 : Soil conditioning agents
Pr_65_70_48 : Low voltage cables
Pr_65_70_48_13 : Crosslinked EVA insulated single core non-sheathed cables
Pr_65_70_48_14 : Crosslinked silicone rubber insulated single core cables
Pr_65_70_48_29 : Fire resistant screened (LSHF) cables
Pr_65_70_48_31 : Flexible cables with crosslinked elastomeric insulation
Pr_65_70_48_32 : Flexible cables with thermoplastic PVC insulation
Pr_65_70_48_37 : Heat resistant single-core non-sheathed cross-linked elastomeric insulated cables
Pr_65_70_48_51 : Mineral insulation cables
Pr_65_70_48_55 : Multicore screened thermosetting insulated (LSHF) sheathed cables
Pr_65_70_48_59 : Ordinary duty low temperature PVC insulated PVC sheathed flexible cables
Pr_65_70_48_61 : PVC insulated and sheathed cables
Pr_65_70_48_62 : PVC insulated flexible single core cables for switchgear and controlgear wiring
Pr_65_70_48_63 : PVC insulated single core non-sheathed cables
Pr_65_70_48_75 : Single core non-sheathed cables with halogen-free cross-linked insulation and low emission of smoke
Pr_65_70_48_79 : Split concentric PVC insulated and sheathed cables
Pr_65_70_48_88 : Thermosetting insulated armoured fire resistant (LSHF) cables
Pr_65_70_48_89 : Thermosetting insulated and PVC sheathed armoured cables
Pr_65_70_48_90 : Thermosetting insulated and sheathed LSHF) armoured cables
Pr_65_70_48_91 : Thermosetting insulated and thermoplastic sheathed (LSHF) cables
Pr_65_70_48_92 : Thermosetting insulated non armoured PVC sheathed cables
Pr_65_70_48_93 : Thermosetting insulated (XLPE) thermoplastic low smoke halogen free (LSZH) sheathed
Pr_65_70_50 : Low voltage prefabricated cables
Pr_65_70_50_15 : Connection cables
Pr_65_70_50_28 : Extender cables
Pr_65_70_50_37 : Home run cables
Pr_65_70_50_47 : Lighting extender leads
Pr_65_70_50_49 : Luminaire connection cables
Pr_65_70_50_64 : Prefabricated low-smoke zero-halogen (LSZH) insulated and sheathed multi-core cables
Pr_65_70_50_66 : Prefabricated low-smoke zero-halogen (LSZH) insulated single cables in flexible conduit
Pr_65_70_50_72 : RJ45 cables
Pr_65_70_50_84 : Starter leads
Pr_65_70_50_86 : Switch connection leads
Pr_65_70_50_88 : T connectors
Pr_65_72 : Electrical power products and wiring accessories
Pr_65_72_27 : Electrical protective devices
Pr_65_72_27_02 : Air circuit breakers
Pr_65_72_27_11 : Cartridge fuses
Pr_65_72_27_26 : Earth continuity monitors
Pr_65_72_27_32 : Fuse links
Pr_65_72_27_44 : J-type feeder pillar fuses
Pr_65_72_27_47 : Low-voltage fuse links
Pr_65_72_27_50 : Mains power supply transient overvoltage suppression devices
Pr_65_72_27_52 : Miniature circuit breakers
Pr_65_72_27_53 : Moulded case circuit breakers
Pr_65_72_27_72 : Residual current circuit breakers
Pr_65_72_27_73 : Residual current circuit breakers with integral overcurrent protection
Pr_65_72_27_74 : Residual current monitors
Pr_65_72_27_88 : Transient overvoltage surge suppression devices
Pr_65_72_43 : Power conditioning equipment
Pr_65_72_43_01 : Active electrical filters
Pr_65_72_43_05 : Automatic power factor correction equipment
Pr_65_72_43_07 : Blocking diodes
Pr_65_72_43_39 : Hybrid electrical filters
Pr_65_72_43_42 : Inverters
Pr_65_72_43_60 : Passive electrical filters
Pr_65_72_43_64 : Power conditioning units
Pr_65_72_43_95 : Voltage optimisers
Pr_65_72_43_96 : Voltage transformers
Pr_65_72_59 : Overhead power supply line products
Pr_65_72_59_06 : Balance weight anchor tensioning devices
Pr_65_72_59_80 : Spring tensioning devices
Pr_65_72_59_90 : Turnbuckle tensioning devices
Pr_65_72_60 : Overhead power supply line support products
Pr_65_72_60_23 : Double insulator catenary cantiliever assembly
Pr_65_72_60_24 : Double insulator trolley wire cantiliever assembly
Pr_65_72_60_55 : Overhead line cable support
Pr_65_72_60_56 : Overhead line catenary wire
Pr_65_72_60_57 : Overhead line contact wire
Pr_65_72_60_58 : Overhead line dropper
Pr_65_72_60_59 : Overhead line fixing
Pr_65_72_60_60 : Overhead line mounting structure
Pr_65_72_60_61 : Overhead line span wire
Pr_65_72_60_77 : Single insulator catenary cantilever assembly
Pr_65_72_60_78 : Single insulator trolley wire cantilever assembly
Pr_65_72_97 : Wiring accessories
Pr_65_72_97_03 : Architrave switches
Pr_65_72_97_06 : Bayonet lamp holders
Pr_65_72_97_11 : Cable couplers
Pr_65_72_97_12 : Cable outlet plates
Pr_65_72_97_16 : Ceiling light switches
Pr_65_72_97_17 : Ceiling power switches
Pr_65_72_97_18 : Ceiling roses
Pr_65_72_97_20 : Cooker control units
Pr_65_72_97_21 : Cooker connection units
Pr_65_72_97_22 : Dimmer switches and controls
Pr_65_72_97_23 : Double pole switches
Pr_65_72_97_26 : Edison screw lamp holders
Pr_65_72_97_27 : Electrical connection boxes
Pr_65_72_97_30 : Fan isolators
Pr_65_72_97_31 : Fused connection units
Pr_65_72_97_34 : Grid switches
Pr_65_72_97_40 : Industrial plugs
Pr_65_72_97_41 : Industrial socket outlets
Pr_65_72_97_47 : Luminaire supporting couplers
Pr_65_72_97_52 : Multi-gang power outlets
Pr_65_72_97_63 : Plate switches
Pr_65_72_97_66 : Prefabricated wiring switches
Pr_65_72_97_72 : Round pin socket outlets
Pr_65_72_97_75 : Safety pendant lamp holders
Pr_65_72_97_76 : Safety pendant sets
Pr_65_72_97_78 : Shaver supply units
Pr_65_72_97_79 : Single voltage shaver outlets
Pr_65_72_97_82 : Specialist socket outlets
Pr_65_72_97_83 : Surface and concealed wiring enclosures
Pr_65_72_97_84 : Standard socket outlets
Pr_65_80 : Transport distribution products
Pr_65_80_15 : Cranes and lifting systems
Pr_65_80_15_22 : Detachable hooks
Pr_65_80_15_47 : Lifting rings
Pr_65_80_15_48 : Lifting trunnions
Pr_65_80_15_59 : Overhead travelling cranes
Pr_65_80_15_71 : Roof trolleys
Pr_65_80_15_73 : Runway tracks
Pr_65_80_15_74 : Runway trolleys
Pr_65_80_23 : Dock levellers
Pr_65_80_23_06 : Bascule dock bridges
Pr_65_80_23_38 : Hydraulic hinged-lip dock levellers
Pr_65_80_23_39 : Hydraulic telescopic-lip dock levellers
Pr_65_80_23_51 : Mechanical dock levellers
Pr_65_80_28 : Escalator and moving walk products
Pr_65_80_28_21 : Escalators
Pr_65_80_28_52 : Moving walks
Pr_65_80_42 : Inclined transport cars platforms and chairs
Pr_65_80_42_11 : Cable cars
Pr_65_80_42_37 : Homelifts
Pr_65_80_42_39 : Inclined chairlifts
Pr_65_80_42_42 : Inclined standing platforms
Pr_65_80_42_43 : Inclined wheelchair platforms
Pr_65_80_42_77 : Ski lift chairs
Pr_65_80_46 : Laundry conveyors
Pr_65_80_46_15 : Laundry and garment conveyors
Pr_65_80_46_42 : Inclined loading laundry conveyors
Pr_65_80_46_77 : Shuttle lifting laundry conveyors
Pr_65_80_47 : Lifting platforms and hoists
Pr_65_80_47_04 : Assisted transfer hoists
Pr_65_80_47_12 : Ceiling track hoists
Pr_65_80_47_31 : Fixed hoists
Pr_65_80_47_47 : Moveable hoists
Pr_65_80_47_64 : Poolside hoists
Pr_65_80_47_76 : Service hoists
Pr_65_80_47_84 : Step lifts
Pr_65_80_47_94 : Vehicle hoists
Pr_65_80_47_95 : Vertical lifting platforms
Pr_65_80_65 : Pneumatic document conveying products
Pr_65_80_65_63 : Pneumatic document conveying blowers
Pr_65_80_65_64 : Pneumatic document conveying carriers
Pr_65_80_65_65 : Pneumatic document conveying diverters
Pr_65_80_65_66 : Pneumatic document conveying pipes and fittings
Pr_65_80_65_67 : Pneumatic document conveying stations
Pr_65_80_89 : Transport cables
Pr_65_80_89_11 : Cable car cables
Pr_65_80_89_46 : Lift cables
Pr_65_80_89_85 : Ski lift cables
Pr_65_80_96 : Wastewater conveyor products
Pr_65_80_96_07 : Belt conveyors
Pr_65_80_96_24 : Drag or chain link conveyors
Pr_65_80_96_76 : Screw conveyors
Pr_65_80_96_79 : Shafted screw conveyors
Pr_65_80_96_80 : Shaftless spiral conveyors
Pr_70 : Services outlet products
Pr_70_50 : Solid waste disposal products
Pr_70_50_71 : Refuse disposal equipment
Pr_70_50_71_18 : Crushers
Pr_70_50_71_42 : Incinerators
Pr_70_50_71_60 : Packagers
Pr_70_50_80 : Solid waste balers
Pr_70_50_80_37 : Horizontal baler
Pr_70_50_80_94 : Vertical baler
Pr_70_50_85 : Solid waste compactor products
Pr_70_50_85_24 : Dry waste compactor
Pr_70_50_85_37 : High density compaction extruder
Pr_70_50_85_65 : Portable waste compactor
Pr_70_50_85_66 : Portable waste compactor and bin lift
Pr_70_50_85_78 : Skip portable waste compctor
Pr_70_50_85_96 : Wet waste compactor
Pr_70_55 : Liquid and gas outlet products
Pr_70_55_33 : Gas and foam nozzles and sprinklers
Pr_70_55_33_11 : Carbon dioxide fire extinguishing nozzles
Pr_70_55_33_30 : Foam sprinklers
Pr_70_55_33_36 : Halocarbons and inert gas fire extinguishing nozzles
Pr_70_55_42 : Irrigation water outlets
Pr_70_55_42_09 : Bubblers
Pr_70_55_42_11 : Capillary matting
Pr_70_55_42_22 : Drippers
Pr_70_55_42_46 : Lateral pipelines
Pr_70_55_42_47 : Layered irrigation matting
Pr_70_55_42_52 : Micro-distribution pipelines
Pr_70_55_42_53 : Micro-perforated polyethylene sheet
Pr_70_55_42_54 : Misters
Pr_70_55_42_64 : Porous pipelines
Pr_70_55_42_70 : Rain guns
Pr_70_55_42_73 : Rotary impact sprinklers
Pr_70_55_42_80 : Spray jets
Pr_70_55_42_90 : Tree irrigation rings
Pr_70_55_51 : Medical gases outlets
Pr_70_55_51_30 : Flexible pendants
Pr_70_55_51_37 : Headwall bedhead units
Pr_70_55_51_52 : Terminal units
Pr_70_55_51_53 : Medical trunking bedhead units
Pr_70_55_51_55 : Multi-movement pendants
Pr_70_55_51_73 : Retractable pendants
Pr_70_55_51_74 : Rigid pendants
Pr_70_55_58 : Oil and grease lubricant supply products
Pr_70_55_58_70 : Rail lubricator
Pr_70_55_62 : Phase change outlet products
Pr_70_55_62_31 : Foam proportioners
Pr_70_55_76 : Sewage treatment plant
Pr_70_55_76_34 : Geocellular modular plastics storage units
Pr_70_55_76_62 : Private packaged pumping stations
Pr_70_55_76_64 : Private packaged septic tank units
Pr_70_55_76_66 : Private packaged sewage treatment units
Pr_70_55_76_72 : Reed bed units
Pr_70_55_76_76 : Sewage below-ground storage tanks (cesspools)
Pr_70_55_96 : Waste water outlets and plugs
Pr_70_55_96_06 : Bath wastes
Pr_70_55_96_09 : Bidet wastes
Pr_70_55_96_76 : Scrub up trough and wash trough wastes
Pr_70_55_96_83 : Shower tray wastes
Pr_70_55_96_84 : Sinks wastes
Pr_70_55_96_93 : Urinal wastes
Pr_70_55_96_97 : Wash basins wastes
Pr_70_55_96_98 : Waste water plugs and chains
Pr_70_55_97 : Water fire extinguishing outlets
Pr_70_55_97_01 : Above-ground fire hydrants
Pr_70_55_97_37 : High velocity nozzles
Pr_70_55_97_51 : Medium velocity nozzles
Pr_70_55_97_57 : Nozzles
Pr_70_55_97_84 : Sprinkler heads
Pr_70_55_97_93 : Underground fire hydrants
Pr_70_55_98 : Water outlets
Pr_70_55_98_28 : External drinking fountains
Pr_70_55_98_30 : Fountains
Pr_70_55_98_35 : Green roof drainage outlets
Pr_70_55_98_46 : Laminar jets
Pr_70_55_98_59 : Overflows
Pr_70_55_98_60 : Passive tank outlets
Pr_70_55_98_65 : Pool water inlets and outlets
Pr_70_55_98_84 : Sprinklers
Pr_70_55_98_87 : Tape lines and drippers
Pr_70_55_98_92 : Ultrasonic mist makers
Pr_70_55_98_95 : Waterfalls and cascades
Pr_70_55_98_96 : Water feature nozzles
Pr_70_60 : Space heating and cooling products
Pr_70_60_14 : Climatic beams and ceilings
Pr_70_60_14_02 : Active climatic beams
Pr_70_60_14_14 : Climatic ceiling panels
Pr_70_60_14_55 : Multi-service climatic beams
Pr_70_60_14_60 : Passive climatic beams
Pr_70_60_36 : Heat emitters
Pr_70_60_36_02 : Air curtains
Pr_70_60_36_06 : Cabinet direct heaters
Pr_70_60_36_08 : Cabinet indirect heaters
Pr_70_60_36_22 : Decorative fuel effect gas fires
Pr_70_60_36_26 : Electric heated towel rails
Pr_70_60_36_27 : Electric cable underfloor heating element
Pr_70_60_36_28 : Electric sheet underfloor heating element
Pr_70_60_36_30 : Fan convectors
Pr_70_60_36_33 : Gas fired unit heaters
Pr_70_60_36_35 : Gas fires
Pr_70_60_36_42 : Inset live fuel effect gas fires
Pr_70_60_36_48 : Low temperature hot water (LTHW) heated towel rails
Pr_70_60_36_49 : Low temperature hot water (LTHW) underfloor heating
Pr_70_60_36_56 : Natural convectors
Pr_70_60_36_70 : Radiant luminous heaters
Pr_70_60_36_71 : Radiant panels
Pr_70_60_36_72 : Radiant tube heaters
Pr_70_60_36_73 : Radiators
Pr_70_60_36_74 : Room heaters
Pr_70_60_36_80 : Solid fuel room heaters
Pr_70_60_36_88 : Thermal storage heaters
Pr_70_60_36_90 : Trench heating
Pr_70_60_36_93 : Unit heaters
Pr_70_60_36_97 : Wood-burning stoves
Pr_70_60_37 : Heat pumps
Pr_70_60_37_02 : Air to air heat pumps
Pr_70_60_37_04 : Air to water heat pumps
Pr_70_60_37_33 : Gas engine driven heat pumps
Pr_70_60_37_34 : Gas fired absorption heat pumps
Pr_70_60_37_36 : Ground source heat pumps
Pr_70_60_37_96 : Water to air heat pumps
Pr_70_60_37_98 : Water to water heat pumps
Pr_70_60_60 : Pavement heating products
Pr_70_60_60_37 : Heating cable
Pr_70_60_60_38 : Heating mat
Pr_70_60_82 : Space heating fittings and equipment
Pr_70_60_82_29 : Fenders
Pr_70_60_82_30 : Fireplace hearths
Pr_70_60_82_31 : Fireplace hoods
Pr_70_60_82_32 : Fireplace surrounds
Pr_70_60_82_41 : Inset open fireplace firebacks
Pr_70_60_82_42 : Inset open fireplace surrounds and hearths
Pr_70_60_82_43 : Inset open fires
Pr_70_65 : Air and fume outlet products
Pr_70_65_03 : Air conditioning units
Pr_70_65_03_02 : Air cooled condensing units
Pr_70_65_03_25 : Dry air coolers
Pr_70_65_03_27 : Evaporative cooling units
Pr_70_65_03_29 : Fan coil units
Pr_70_65_03_42 : Indoor refrigeration units
Pr_70_65_03_43 : Induction units
Pr_70_65_03_47 : Local air conditioning units
Pr_70_65_03_72 : Room air conditioning units
Pr_70_65_03_84 : Split coil remote air cooled condensing units
Pr_70_65_03_86 : Split coil room air conditioning units
Pr_70_65_03_94 : Variable refrigerant flow units
Pr_70_65_04 : Air terminals and diffusers
Pr_70_65_04_02 : Air diffusers
Pr_70_65_04_03 : Air grilles
Pr_70_65_04_04 : Air plenum boxes
Pr_70_65_04_22 : Displacement ventilation diffusers
Pr_70_65_04_24 : Domestic air diffusers and grilles
Pr_70_65_04_28 : External wall grilles
Pr_70_65_04_30 : Floor linear air diffusers
Pr_70_65_04_32 : Floor-mounted air plenum boxes
Pr_70_65_04_44 : Jet diffusers
Pr_70_65_04_46 : Laminar flow panels
Pr_70_65_04_48 : Linear air diffusers
Pr_70_65_04_53 : Modular cassette ventilated ceilings
Pr_70_65_04_73 : Roof ridge air terminals
Pr_70_65_04_75 : Roof slope air terminals
Pr_70_65_04_76 : Roof stack air terminals
Pr_70_65_04_77 : Roof ventilator cowls
Pr_70_65_04_84 : Specialist air terminals
Pr_70_65_04_86 : Swirl air diffusers
Pr_70_65_04_88 : Terminal fan units
Pr_70_65_04_93 : Variable air volume (VAV) fan assisted terminal units
Pr_70_65_04_94 : Variable air volume (VAV) terminal units
Pr_70_65_04_95 : Ventilated ceilings
Pr_70_65_30 : Flues and chimneys
Pr_70_65_30_14 : Clay chimney pots
Pr_70_65_30_15 : Clay flue liner terminals
Pr_70_65_30_16 : Concrete chimney pots
Pr_70_65_30_30 : Flue liners
Pr_70_65_30_32 : Fume extract discharge stacks
Pr_70_65_30_51 : Metal flues and chimneys
Pr_70_65_30_84 : Stainless steel chimney pots
Pr_70_65_82 : Smoke and heat exhaust ventilators
Pr_70_65_82_56 : Natural smoke and heat exhaust ventilators
Pr_70_65_82_64 : Powered smoke and heat exhaust ventilators
Pr_70_70 : Power and lighting outlet products
Pr_70_70_46 : Lamps
Pr_70_70_46_15 : Compact fluorescent lamps
Pr_70_70_46_30 : Fluorescent lamps
Pr_70_70_46_36 : High pressure mercury vapour lamps
Pr_70_70_46_37 : High pressure sodium vapour lamps
Pr_70_70_46_41 : Induction lamps
Pr_70_70_46_44 : Light-emitting diodes (LED)
Pr_70_70_46_45 : Low pressure sodium vapour lamps
Pr_70_70_46_52 : Metal halide lamps
Pr_70_70_46_77 : Self ballasted compact fluorescent lamps
Pr_70_70_46_80 : Special lamps
Pr_70_70_46_89 : Tungsten filament lamps
Pr_70_70_46_90 : Tungsten halogen lamps
Pr_70_70_47 : Lighting controls and lighting distribution products
Pr_70_70_47_02 : Automatic emergency lighting test panels
Pr_70_70_47_12 : Centralized lighting controllers
Pr_70_70_47_16 : Combined daylight and occupancy detectors
Pr_70_70_47_21 : Daylight sensors
Pr_70_70_47_27 : Extra low voltage lighting transformers
Pr_70_70_47_28 : Extra low voltage occupancy detectors
Pr_70_70_47_46 : Lighting distribution boxes
Pr_70_70_47_47 : Luminaire changeover relays
Pr_70_70_47_48 : Luminaire hold-off relays
Pr_70_70_47_49 : Luminaire inverter modules
Pr_70_70_47_50 : Luminaire sub-circuit relays
Pr_70_70_47_51 : Mains voltage occupancy detectors
Pr_70_70_47_52 : Master distribution box
Pr_70_70_47_62 : Photoelectric control units
Pr_70_70_47_71 : Remote infrared lighting commissioning controllers
Pr_70_70_47_72 : Remote infrared lighting user controllers
Pr_70_70_47_79 : Slave distribution boxes
Pr_70_70_48 : Luminaires lighting track and lighting accessories
Pr_70_70_48_02 : Area floodlights
Pr_70_70_48_13 : Chandeliers
Pr_70_70_48_16 : Combined emergency luminaires
Pr_70_70_48_23 : Dedicated slave emergency luminaires
Pr_70_70_48_24 : Downlights
Pr_70_70_48_26 : Electrical low mounted way-guidance lighting module housings
Pr_70_70_48_27 : Electrical low mounted way-guidance lighting modules
Pr_70_70_48_28 : Electrical low mounted way-guidance lighting supply units
Pr_70_70_48_32 : Free standing luminaires
Pr_70_70_48_35 : Ground mounted luminaires
Pr_70_70_48_36 : Hazardous area luminaires
Pr_70_70_48_46 : Light-emitting diodes (LED) luminaires
Pr_70_70_48_47 : Lighting tracks
Pr_70_70_48_48 : Luminaire smoke hoods
Pr_70_70_48_59 : Optical fibre emergency luminaires
Pr_70_70_48_62 : Pendant luminaires
Pr_70_70_48_65 : Post top lanterns
Pr_70_70_48_71 : Recessed luminaires
Pr_70_70_48_77 : Self-contained emergency luminaires
Pr_70_70_48_80 : Socket for demountable lighting
Pr_70_70_48_82 : Spot lights
Pr_70_70_48_85 : Surface luminaires
Pr_70_70_48_86 : Suspended luminaires
Pr_70_70_48_92 : Underwater luminaires
Pr_70_70_48_93 : Uplights
Pr_70_75 : Communications products
Pr_70_75_01 : Aeronautical lighting products
Pr_70_75_01_01 : Aeronautical ground lighting
Pr_70_75_01_02 : Airfield guidance signs
Pr_70_75_01_03 : Azimuth guidance for nose-in stand (AGNIS) lights
Pr_70_75_01_13 : Constant current regulators
Pr_70_75_01_47 : Lighting beacon
Pr_70_75_01_65 : Precision approach path indicators (PAPI)
Pr_70_75_01_70 : Runway and taxiway elevated lights
Pr_70_75_01_71 : Runway and taxiway inset lights
Pr_70_75_04 : Audio data and visual outlet plates and controllers
Pr_70_75_04_06 : Balanced twisted-pair cable outlet plates
Pr_70_75_04_25 : DVI outlet plates
Pr_70_75_04_29 : Fibre optic cable outlet plates
Pr_70_75_04_37 : HDMI outlet plates
Pr_70_75_04_70 : RCA outlet plates
Pr_70_75_04_71 : RJ-45 to BT plug adaptors
Pr_70_75_04_85 : SVGA outlet plates
Pr_70_75_04_88 : Telecommunications outlet plates
Pr_70_75_04_90 : Television outlet plates
Pr_70_75_04_94 : Volume controllers
Pr_70_75_04_99 : XLR outlet plates
Pr_70_75_36 : Hearing and assisted listening products
Pr_70_75_36_08 : Bodypack receivers
Pr_70_75_36_36 : Headphones
Pr_70_75_36_37 : Headsets
Pr_70_75_36_40 : Induction loop amplifiers
Pr_70_75_36_41 : Induction loop pads
Pr_70_75_36_42 : Induction loop signal generators
Pr_70_75_36_43 : Induction loop transformers
Pr_70_75_36_44 : Induction neck loops
Pr_70_75_36_45 : Induction-loop monitor receivers
Pr_70_75_36_46 : Induction loop reassurance indicators
Pr_70_75_36_47 : Infrared hearing and assisted listening modulators
Pr_70_75_36_48 : Infrared hearing and assisted listening radiators
Pr_70_75_36_50 : Loudspeakers
Pr_70_75_36_64 : Portable communicators
Pr_70_75_36_84 : Stethosets
Pr_70_75_50 : Marine signals and indicators
Pr_70_75_50_56 : Navigation signal buoys
Pr_70_75_52 : Mesh network products
Pr_70_75_52_42 : Intelligent access point
Pr_70_75_52_50 : Mesh wireless routers
Pr_70_75_69 : Radio communications products
Pr_70_75_69_70 : Radio base stations
Pr_70_75_70 : Rail signals and indicators
Pr_70_75_70_03 : Automatic warning signals
Pr_70_75_70_05 : Axle counter
Pr_70_75_70_06 : Banner repeater signals
Pr_70_75_70_14 : Colour light signals
Pr_70_75_70_44 : Junction indicators
Pr_70_75_70_47 : Limit of shunt signals
Pr_70_75_70_63 : Point machine
Pr_70_75_70_64 : Position light signals
Pr_70_75_70_65 : Possession limit board
Pr_70_75_70_72 : Route indicators
Pr_70_75_70_76 : Semaphore disc signals
Pr_70_75_70_77 : Semaphore signals
Pr_70_75_70_78 : Semaphore subsidiary signals
Pr_70_75_70_89 : Track circuit
Pr_70_75_70_90 : Train protection warning signals
Pr_70_75_72 : Road traffic and pedestrian control signals
Pr_70_75_72_01 : Above ground vehicle detection products
Pr_70_75_72_07 : Belisha beacons
Pr_70_75_72_22 : Detector loop
Pr_70_75_72_30 : Fixed vertical road traffic signs
Pr_70_75_72_48 : Level crossing signals
Pr_70_75_72_49 : Mass detectors
Pr_70_75_72_50 : Motorway lane signal
Pr_70_75_72_51 : Motorway signal mark 1
Pr_70_75_72_53 : Motorway signal mark 3
Pr_70_75_72_54 : Motorway signal mark 4
Pr_70_75_72_60 : Pedestrian signal controllers
Pr_70_75_72_61 : Pedestrian crossing signals
Pr_70_75_72_80 : Solar powered illuminated bollard
Pr_70_75_72_87 : Traffic signal controller units
Pr_70_75_72_89 : Transiluminated traffic bollards
Pr_70_75_72_92 : Urban traffic management signs
Pr_70_75_72_94 : Variable message traffic signs
Pr_70_75_72_95 : Vehicle activated signs
Pr_70_75_72_96 : Vehicular traffic signals
Pr_70_75_72_98 : Wig wag signal
Pr_70_75_72_99 : Wig wag signal control unit
Pr_70_75_80 : Sports timing and scoring equipment
Pr_70_75_80_27 : Electronic scoreboards
Pr_70_75_80_46 : Lane boxes
Pr_70_75_80_50 : Manual scoreboards
Pr_70_75_80_72 : Relay race break sensors
Pr_70_75_80_82 : Swimmers starting blocks
Pr_70_75_80_83 : Swimmers touch pads
Pr_70_75_80_84 : Swimming race start sound generators
Pr_70_75_80_85 : Swimming timing controllers
Pr_70_75_88 : Telecoms equipment
Pr_70_75_88_01 : Acoustic hoods
Pr_70_75_88_03 : Analogue telephone handsets
Pr_70_75_88_21 : Data and telecom transient overvoltage surge suppression devices
Pr_70_75_88_22 : Digital enhanced cordless telecommunications
Pr_70_75_88_24 : Digital terminals
Pr_70_75_88_27 : Emergency roadside telephones
Pr_70_75_88_60 : Payphones
Pr_70_75_88_86 : Telephone distribution frames
Pr_70_75_88_87 : Telephone extension ringers
Pr_70_75_88_89 : Telephone operator consoles
Pr_70_75_94 : Visual and audible indicators
Pr_70_75_94_27 : Electric door bells
Pr_70_75_94_28 : Electronic sounders
Pr_70_75_94_29 : Flashing filament warning beacons
Pr_70_75_94_42 : Industrial bells
Pr_70_75_94_46 : LED warning beacons
Pr_70_75_94_58 : Overdoor indicator units
Pr_70_75_94_60 : Panel mounting indicator lights
Pr_70_75_94_73 : Rotating warning beacons
Pr_70_75_94_78 : Starting strobe lights
Pr_70_75_94_80 : Static filament warning beacons
Pr_70_75_94_99 : Xenon warning beacons
Pr_75 : Services control products
Pr_75_30 : Opening control products
Pr_75_30_23 : Door and gate operating hardware
Pr_75_30_23_00 : Articulated arm swing gate operators
Pr_75_30_23_01 : Automatic door access control mats
Pr_75_30_23_02 : Automatic door presence safety sensors
Pr_75_30_23_03 : Automatic gate presence safety sensors
Pr_75_30_23_04 : Automatic sliding door operator control panels
Pr_75_30_23_05 : Automatic sliding door operators
Pr_75_30_23_06 : Automatic sliding gate operator control panels
Pr_75_30_23_07 : Automatic swing door operator control panels
Pr_75_30_23_08 : Automatic swing gate operator control panels
Pr_75_30_23_09 : Automatic swing-door operators
Pr_75_30_23_21 : Dock leveller controllers
Pr_75_30_23_22 : Door access control pushpads
Pr_75_30_23_26 : Electromagnetic door holders
Pr_75_30_23_27 : Electromagnetic door hold-open and swing-free devices
Pr_75_30_23_31 : Folding gate automation mechanisms
Pr_75_30_23_33 : Garage door operators
Pr_75_30_23_36 : Handheld door and gate remote controllers
Pr_75_30_23_40 : Hinged and swing gate automation mechanisms
Pr_75_30_23_42 : Hydraulic automation mechanisms
Pr_75_30_23_70 : Rack and pinion sliding gate operators
Pr_75_30_23_72 : Rising arm automation mechanisms
Pr_75_30_23_76 : Sliding gate automation mechanisms
Pr_75_30_23_92 : Underground swing gate operators
Pr_75_30_23_94 : Vehicle induction loop detector
Pr_75_30_23_96 : Worm drive swing gate operators
Pr_75_30_27 : Electric door locking hardware
Pr_75_30_27_26 : Electric strikes and faceplates
Pr_75_30_27_27 : Electromechanical door locks
Pr_75_30_27_50 : Magnetic locks
Pr_75_30_27_51 : Magnetic shear locks and strike plates
Pr_75_50 : Mechanical services control products
Pr_75_50_18 : Controllers and control panels
Pr_75_50_18_13 : Chain actuators
Pr_75_50_18_21 : Damper actuators
Pr_75_50_18_26 : Electric trace heating control and monitoring
Pr_75_50_18_29 : Field controllers
Pr_75_50_18_30 : Flow sample gas detection control panels
Pr_75_50_18_33 : Gas detection control panels
Pr_75_50_18_42 : Irrigation control panels
Pr_75_50_18_46 : Linear actuators
Pr_75_50_18_47 : Liquid leak detection control panels
Pr_75_50_18_51 : Mechanical services control panels
Pr_75_50_18_65 : Pneumatic document conveyor control panels
Pr_75_50_18_94 : Valve actuators
Pr_75_50_18_96 : Water display controls
Pr_75_50_33 : Gas fire extinguishing controls
Pr_75_50_33_25 : Electrical actuation
Pr_75_50_33_26 : Emergency abort devices
Pr_75_50_33_27 : Emergency hold devices
Pr_75_50_33_28 : Extinguishing control panels
Pr_75_50_33_50 : Manual triggering devices
Pr_75_50_33_56 : Non-electrical gas fire extinguishing disable devices
Pr_75_50_33_64 : Pneumatic heat actuators
Pr_75_50_33_88 : Thermal links
Pr_75_50_46 : Liquid level controllers and switches
Pr_75_50_46_27 : Electronic liquid level controllers
Pr_75_50_46_29 : Float liquid level controllers
Pr_75_50_46_30 : Float switches
Pr_75_50_46_31 : Flush control devices
Pr_75_50_46_42 : Infrared flush controller
Pr_75_50_46_46 : Level controls and alarms
Pr_75_50_46_68 : Push button flush controllers
Pr_75_50_47 : Liquid level sensors
Pr_75_50_47_08 : Buoyancy level sensors and switches
Pr_75_50_47_11 : Capacitance and inductance sensors
Pr_75_50_47_34 : Gravimetric and load cell sensor
Pr_75_50_47_35 : Guided wave radar sensor
Pr_75_50_47_39 : Hydrostatic sensor
Pr_75_50_47_50 : Magnetic level gauge switches
Pr_75_50_47_51 : Magnetorestrictive level transmitters
Pr_75_50_47_53 : Maximum water level recorder
Pr_75_50_47_70 : Radar sensor
Pr_75_50_47_73 : Rotary paddle sensor
Pr_75_50_47_88 : Thermal dispersion level switches
Pr_75_50_47_92 : Ultrasonic sensor
Pr_75_50_47_94 : Vibrating sensor
Pr_75_50_47_96 : Water level gauge board
Pr_75_50_47_97 : Water level sensor
Pr_75_50_48 : Liquid sensing devices
Pr_75_50_48_15 : Chemical sensing cables
Pr_75_50_48_31 : Fuel sensing cables
Pr_75_50_48_34 : Ground water monitors
Pr_75_50_48_47 : Leak sensing tape
Pr_75_50_48_60 : Pad leak sensors
Pr_75_50_48_67 : Probe leak sensors
Pr_75_50_48_71 : Remote sampling equipment
Pr_75_50_48_90 : Transportable monitors
Pr_75_50_48_96 : Water sensing cables
Pr_75_50_51 : Medical gases controls
Pr_75_50_51_52 : Medical gas area alarm panels
Pr_75_50_51_54 : Medical gases central alarms
Pr_75_50_51_71 : Remote start medical gas switch panels
Pr_75_50_51_94 : Vacuum insulated evaporator (VIE) control panels
Pr_75_50_52 : Meteorological instrumentation
Pr_75_50_52_03 : Anemometers
Pr_75_50_52_06 : Barometers
Pr_75_50_52_12 : Ceilometers
Pr_75_50_52_39 : Humidity and temperature probes
Pr_75_50_52_65 : Present weather sensors
Pr_75_50_52_90 : Tipping bucket rain gauges
Pr_75_50_52_94 : Visibiity sensors
Pr_75_50_52_97 : Weather station
Pr_75_50_76 : Sensors and detectors
Pr_75_50_76_02 : Air quality sensors
Pr_75_50_76_03 : Air temperature sensors
Pr_75_50_76_04 : Ambient noise level sensors
Pr_75_50_76_12 : Carbon monoxide detectors
Pr_75_50_76_16 : Combined electronic current and voltage transducers
Pr_75_50_76_17 : Combustion gas detectors
Pr_75_50_76_18 : Current sensors
Pr_75_50_76_23 : Disinfectant sensors
Pr_75_50_76_24 : Dissolved oxygen sensors
Pr_75_50_76_25 : Dry rot sensor sticks
Pr_75_50_76_30 : Flow in duct sensors
Pr_75_50_76_31 : Flow in pipe sensors
Pr_75_50_76_33 : Gas detectors
Pr_75_50_76_47 : Liquid temperature sensors
Pr_75_50_76_58 : Occupancy sensors
Pr_75_50_76_60 : pH value sensors
Pr_75_50_76_61 : pH sensors
Pr_75_50_76_63 : Photoelectric sensors
Pr_75_50_76_68 : Pressure sensors
Pr_75_50_76_69 : Proximity sensors and control units
Pr_75_50_76_71 : Relative humidity sensors
Pr_75_50_76_73 : Room temperature sensors
Pr_75_50_76_80 : Sludge density sensors
Pr_75_50_76_83 : Steam and condensate sensor chambers
Pr_75_50_76_84 : Steam and condensate sensors
Pr_75_50_76_86 : Suspended solids sensors
Pr_75_50_76_90 : Turbidity sensors
Pr_75_50_76_95 : Voltage sensors
Pr_75_51 : Motors motor controls control circuit devices and timeswitches
Pr_75_51_17 : Control circuit devices and timeswitches
Pr_75_51_17_27 : Emergency stop buttons
Pr_75_51_17_50 : Manual control switches
Pr_75_51_17_66 : Push button switches
Pr_75_51_17_75 : Safety limit switches
Pr_75_51_17_78 : Selector switches
Pr_75_51_17_87 : Tariff and load control radio tele-switches
Pr_75_51_17_88 : Tariff and load control time switches
Pr_75_51_17_89 : Time switches
Pr_75_51_26 : Electric motors
Pr_75_51_26_00 : a.c. capacitor start capacitor run motors
Pr_75_51_26_01 : a.c. permanent capacitor motors
Pr_75_51_26_02 : a.c. split phase motors
Pr_75_51_26_03 : a.c. squirrel cage induction motors
Pr_75_51_26_04 : a.c. wound rotor induction motors
Pr_75_51_26_21 : d.c. compound wound motors
Pr_75_51_26_22 : d.c. permanent magnet motors
Pr_75_51_26_23 : d.c. separately excited motors
Pr_75_51_26_24 : d.c. series wound motors
Pr_75_51_26_25 : d.c. shunt wound motors
Pr_75_51_26_92 : Universal motors
Pr_75_51_52 : Motor starters variable frequency drives and contactors
Pr_75_51_52_01 : Alternating current (a.c.) drives
Pr_75_51_52_02 : Alternating current (a.c.) semiconductor motor controllers and starters
Pr_75_51_52_15 : Control and protective switching devices
Pr_75_51_52_22 : Direct-on-line starters
Pr_75_51_52_26 : Electro-mechanical contactors
Pr_75_51_52_27 : Electromechanical control circuit devices
Pr_75_51_52_58 : Overload relays
Pr_75_51_52_82 : Star delta starters
Pr_75_70 : Power and lighting control products
Pr_75_75 : Communications control products
Pr_75_75_04 : Assistance and nurse call devices and control equipment
Pr_75_75_04_00 : Assistance call acoustic hoods
Pr_75_75_04_01 : Assistance call indicator units
Pr_75_75_04_02 : Assistance call power supply units
Pr_75_75_04_03 : Assistance call press button units
Pr_75_75_04_04 : Assistance call pull cord units
Pr_75_75_04_05 : Assistance call reset units
Pr_75_75_04_57 : Nurse call buttons
Pr_75_75_04_58 : Nurse call combined emergency/ patient call/ reset units
Pr_75_75_04_60 : Nurse call overdoor indicators
Pr_75_75_04_61 : Nurse call patient handsets
Pr_75_75_04_62 : Nurse call patient pull cords
Pr_75_75_04_63 : Nurse call power supply units
Pr_75_75_04_64 : Nurse call reset units
Pr_75_75_04_65 : Nurse call station indicator panels
Pr_75_75_04_66 : Nurse emergency pull-switches
Pr_75_75_15 : Computers and peripherals
Pr_75_75_15_11 : Card printers
Pr_75_75_15_14 : Combined photocopier- printer- scanners
Pr_75_75_15_15 : Computer keyboards
Pr_75_75_15_16 : Computer monitors
Pr_75_75_15_21 : Desktop computers
Pr_75_75_15_22 : Digital cameras
Pr_75_75_15_46 : Laptop computers
Pr_75_75_15_63 : Photocopiers
Pr_75_75_15_66 : Printers
Pr_75_75_15_76 : Scanners
Pr_75_75_15_80 : Servers
Pr_75_75_27 : Electronic access control products
Pr_75_75_27_01 : Access control digital keypads - standalone
Pr_75_75_27_07 : Biometric fingerprint readers
Pr_75_75_27_27 : Emergency door release break glass units
Pr_75_75_27_28 : Emergency door release mechanisms
Pr_75_75_27_42 : Intercom entrance panels
Pr_75_75_27_43 : Intercom remote handsets
Pr_75_75_27_50 : Magnetic swipe card readers
Pr_75_75_27_51 : Magnetic swipe cards
Pr_75_75_27_55 : Multiple technology cards
Pr_75_75_27_67 : Proximity card readers
Pr_75_75_27_68 : Proximity cards
Pr_75_75_27_71 : Request-to-exit buttons
Pr_75_75_27_80 : Smart card readers and writers
Pr_75_75_30 : Fire alarm detection devices and control equipment
Pr_75_75_30_03 : Aspirating smoke detectors
Pr_75_75_30_22 : Duct smoke detectors
Pr_75_75_30_29 : Fire alarm panels
Pr_75_75_30_30 : Fire alarm sounders
Pr_75_75_30_31 : Fire detection and alarm power supply equipment
Pr_75_75_30_50 : Manual call points
Pr_75_75_30_52 : Mimic alarm panels
Pr_75_75_30_59 : Optical beam smoke detectors
Pr_75_75_30_63 : Point flame detectors
Pr_75_75_30_64 : Point heat detectors
Pr_75_75_30_65 : Point smoke detectors
Pr_75_75_30_71 : Remote indicators
Pr_75_75_30_94 : Vibrating pillow pads
Pr_75_75_30_95 : Vibrating radio pager transmitters
Pr_75_75_30_96 : Vibrating radio pagers
Pr_75_75_30_97 : Visual alarm signal devices
Pr_75_75_30_98 : Voice alarm control panels
Pr_75_75_32 : Foreign object debris detection equipment
Pr_75_75_32_27 : Electro-optical FOD detection equipment
Pr_75_75_32_39 : Hybrid FOD detection equipment
Pr_75_75_32_70 : Radar FOD detection equipment
Pr_75_75_42 : Intruder detection and alarm devices and control equipment
Pr_75_75_42_02 : Acoustic detectors(i.e. glass break or seismic detectors)
Pr_75_75_42_08 : Beam interruption detectors
Pr_75_75_42_11 : Capacitive proximity detectors
Pr_75_75_42_16 : Combined passive infrared and microwave detectors
Pr_75_75_42_17 : Combined passive infrared and ultrasonic detectors
Pr_75_75_42_22 : Deliberately operated intruder alarm devices
Pr_75_75_42_28 : External intruder alarm sounders
Pr_75_75_42_40 : Internal electronic intruder alarm sounders
Pr_75_75_42_41 : Intruder alarm panels
Pr_75_75_42_42 : Intruder alarm remote keypads
Pr_75_75_42_52 : Microwave detectors
Pr_75_75_42_60 : Passive infrared detectors
Pr_75_75_42_67 : Protective switches
Pr_75_75_42_92 : Ultrasonic movement detectors
Pr_75_75_42_94 : Vibrating intruder alarm pagers
Pr_75_75_42_95 : Vibration detectors
Pr_75_75_42_96 : Volumetric capacitive detectors
Pr_75_75_47 : Lift control products
Pr_75_75_47_41 : Illuminated landing indicators
Pr_75_75_47_46 : Landing call stations
Pr_75_75_60 : Passport control products
Pr_75_75_60_07 : Biometric facial recognition product
Pr_75_75_60_08 : Biometric iris recognition product
Pr_75_75_60_60 : Passport reader
Pr_75_75_75 : Security screening products
Pr_75_75_75_01 : Advanced cabin baggage x-ray
Pr_75_75_75_06 : Back scatter x-ray security scanner
Pr_75_75_75_28 : Explosive trace detection equipment
Pr_75_75_75_47 : Liquid explosive detection equipment
Pr_75_75_75_52 : Millimetre wave security scanner
Pr_75_75_75_96 : Walk-through metal detector
Pr_75_75_94 : Voice alarm and emergency voice communication equipment
Pr_75_75_94_03 : Ambient noise sensing controllers
Pr_75_75_94_11 : Cabinet voice alarm loudspeakers
Pr_75_75_94_15 : Ceiling mounted voice alarm loudspeakers
Pr_75_75_94_19 : Column voice alarm loudspeakers
Pr_75_75_94_22 : Disabled refuge master stations
Pr_75_75_94_23 : Disabled refuge outstations
Pr_75_75_94_27 : Emergency voice communication radio based equipment
Pr_75_75_94_94 : Voice alarm controller microphones
Pr_75_75_94_95 : Voice alarm controllers
Pr_75_75_94_96 : Voice alarm emergency microphones
Pr_75_75_94_97 : Voice alarm power amplifiers
Pr_75_75_94_98 : Voice alarm power supply units
Pr_80 : Services general products
Pr_80_51 : Measuring and metering products
Pr_80_51_30 : Flume products
Pr_80_51_30_20 : Cutthroat flume
Pr_80_51_30_38 : HS/H/HL flume
Pr_80_51_30_52 : Montana flume
Pr_80_51_30_60 : Palmer bowlus flume
Pr_80_51_30_61 : Parshall flume
Pr_80_51_30_70 : RBC flume
Pr_80_51_30_90 : Trapezoidal flume
Pr_80_51_30_94 : Venturi flume
Pr_80_51_46 : Liquid flow meters
Pr_80_51_46_15 : Coriolis flowmeters
Pr_80_51_46_27 : Electromagnetic flowmeters
Pr_80_51_46_55 : Multiphase flowmeters
Pr_80_51_46_66 : Primary flow differential pressure flowmeters
Pr_80_51_46_73 : Rotary piston flowmeters
Pr_80_51_46_85 : Swirl flowmeters
Pr_80_51_46_88 : Thermal mass flowmeters
Pr_80_51_46_92 : Ultrasonic flowmeters
Pr_80_51_46_94 : Variable area flow meters
Pr_80_51_46_95 : Vortex flow meters
Pr_80_51_51 : Metering and test products
Pr_80_51_51_04 : Analogue metering equipment
Pr_80_51_51_05 : Anemometers
Pr_80_51_51_06 : Audio frequency induction loop field strength meters
Pr_80_51_51_11 : Call information logging equipment
Pr_80_51_51_19 : Current transformers
Pr_80_51_51_21 : Differential pressure flow meters
Pr_80_51_51_22 : Digital metering equipment
Pr_80_51_51_23 : Digital multifunction metering equipment
Pr_80_51_51_26 : Electromagnetic flow meters
Pr_80_51_51_28 : Energy meters
Pr_80_51_51_32 : Fuel meters
Pr_80_51_51_33 : Gas meters
Pr_80_51_51_37 : Heat meters
Pr_80_51_51_50 : Mass flow meters
Pr_80_51_51_62 : Piezometers
Pr_80_51_51_64 : Portable gas monitors
Pr_80_51_51_65 : Portable leak monitors
Pr_80_51_51_66 : Portable moisture monitors
Pr_80_51_51_67 : Pressure meters
Pr_80_51_51_92 : Ultrasonic flow meters
Pr_80_51_51_93 : Vapour meter
Pr_80_51_51_94 : Variable area flow meters
Pr_80_51_51_95 : Voltage transformers
Pr_80_51_51_96 : Vortex flow meters
Pr_80_51_51_97 : Water meters
Pr_80_51_85 : Structural instrumentation and monitoring products
Pr_80_51_85_18 : Crack gauge
Pr_80_51_85_21 : Data logger
Pr_80_51_85_27 : Electrolevel sensor and microelectromechanical units
Pr_80_51_85_28 : Extensometer
Pr_80_51_85_41 : Inclinometer
Pr_80_51_85_46 : Liquid level gauge
Pr_80_51_85_47 : Load cell
Pr_80_51_85_48 : Logger box and readout box
Pr_80_51_85_66 : Precise level
Pr_80_51_85_84 : Strain gauge
Pr_80_51_85_87 : Tape extensometer
Pr_80_51_85_88 : Tilt meter
Pr_80_51_85_90 : Total station
Pr_80_51_96 : Weighbridge products
Pr_80_51_96_00 : Above ground weighbridge
Pr_80_51_96_32 : Fully inground weighbridge
Pr_80_51_96_55 : Multiple deck weighbridge
Pr_80_51_96_71 : Relocatable weighbridge
Pr_80_51_96_77 : Semi-pit weighbridge
Pr_80_51_96_96 : Wheel weigh pads
Pr_80_77 : Services support and containment products
Pr_80_77_23 : Dock shelters
Pr_80_77_23_30 : Flap dock shelters
Pr_80_77_23_31 : Foam pad (cushion) dock seals
Pr_80_77_23_42 : Inflatable dock shelters
Pr_80_77_23_70 : Retractable dock shelters
Pr_80_77_23_71 : Rigid dock shelters
Pr_80_77_23_72 : Rigid dock shelters with inflatable seals
Pr_80_77_27 : Equipment boards racks and supports
Pr_80_77_27_04 : Audio-visual equipment racks
Pr_80_77_27_07 : Ballasted mounting frame for solar modules
Pr_80_77_27_08 : Battery shelving racks
Pr_80_77_27_31 : Free standing mounting frame for solar modules
Pr_80_77_27_33 : Gauge mounting boards
Pr_80_77_27_51 : Metal cladding solar module clamps
Pr_80_77_27_72 : Roof anchors for solar modules
Pr_80_77_27_73 : Roof equipment supports
Pr_80_77_27_78 : Services supports
Pr_80_77_27_80 : Solar module support rails
Pr_80_77_27_91 : Turbine support structures
Pr_80_77_28 : Equipment enclosures cabinets boxes and housings
Pr_80_77_28_06 : Balanced twisted-pair cabling patch panels
Pr_80_77_28_10 : Camera brackets
Pr_80_77_28_11 : Camera housings
Pr_80_77_28_13 : Central battery enclosures
Pr_80_77_28_16 : Control circuit device enclosures
Pr_80_77_28_21 : Data equipment cabinets
Pr_80_77_28_24 : Dry riser landing boxes
Pr_80_77_28_28 : Fire equipment cabinets
Pr_80_77_28_29 : Fire extinguisher cabinets
Pr_80_77_28_30 : Fire hose cabinets
Pr_80_77_28_33 : Generator enclosures
Pr_80_77_28_46 : Large fire hydrant surface boxes
Pr_80_77_28_47 : Loudspeaker protective cages
Pr_80_77_28_48 : Loudspeaker rear protective enclosures
Pr_80_77_28_49 : Low voltage switchgear enclosures
Pr_80_77_28_52 : Meter cabinets
Pr_80_77_28_60 : Padlock and key cabinets
Pr_80_77_28_65 : Power factor correction equipment enclosures
Pr_80_77_28_70 : Rack cabinets
Pr_80_77_28_84 : Surveillance camera brackets
Pr_80_77_28_85 : Surveillance camera housings
Pr_80_77_28_88 : Terminal air filter housings
Pr_80_77_28_94 : Valve boxes
Pr_80_77_28_95 : Video recorder cabinets
Pr_80_77_28_96 : Water fire extinguishing inlet boxes
Pr_80_77_28_97 : Water fire extinguishing surface boxes
Pr_80_77_28_98 : Weatherproof equipment enclosures
Pr_80_77_46 : Lift enclosures access and supports
Pr_80_77_46_32 : Free standing self-supporting lift shafts
Pr_80_77_46_46 : Lift cars
Pr_80_77_48 : Lighting columns brackets and bollards
Pr_80_77_48_01 : Aluminium column luminaire brackets
Pr_80_77_48_01 : Aluminium column luminaire brackets
Pr_80_77_48_02 : Aluminium lighting bollards
Pr_80_77_48_03 : Aluminium lighting columns
Pr_80_77_48_04 : Aluminium luminaire brackets
Pr_80_77_48_04 : Aluminium luminaire brackets
Pr_80_77_48_15 : Concrete lighting bollards
Pr_80_77_48_16 : Concrete lighting columns
Pr_80_77_48_23 : Double lighting columns
Pr_80_77_48_55 : Multiple light columns
Pr_80_77_48_63 : Plastics lighting bollards
Pr_80_77_48_64 : Plastics lighting columns
Pr_80_77_48_78 : Steel column luminaire brackets
Pr_80_77_48_78 : Steel column luminaire brackets
Pr_80_77_48_79 : Steel lighting bollards
Pr_80_77_48_80 : Steel lighting columns
Pr_80_77_48_81 : Steel luminaire brackets
Pr_80_77_48_81 : Steel luminaire brackets
Pr_80_77_76 : Services insulation and protection products
Pr_80_77_76_03 : Aluminium sheet insulation casing
Pr_80_77_76_11 : Calcium silicate preformed section and slab insulation
Pr_80_77_76_12 : Canvas insulation protection
Pr_80_77_76_13 : Carbon steel sheet insulation casing
Pr_80_77_76_34 : Glass wool cloth insulation protection
Pr_80_77_76_47 : Loadbearing pipeline support insulation
Pr_80_77_76_52 : Mineral wool duct metal mesh faced mattress insulation
Pr_80_77_76_53 : Mineral wool duct slab insulation
Pr_80_77_76_54 : Mineral wool pipe section insulation
Pr_80_77_76_58 : Nitrile rubber insulation
Pr_80_77_76_62 : Phenolic foam insulation
Pr_80_77_76_64 : Polyisobutylene insulation protection
Pr_80_77_76_76 : Self-adhesive insulation casing
Pr_80_77_76_85 : Stainless steel sheet insulation casing
Pr_80_77_76_92 : Unplasticized polyvinylchloride (PVC-U) sheet insulation casing
Pr_80_77_76_94 : Valve and flange insulation
Pr_80_77_76_95 : Valve and flange insulation casing
Pr_80_77_94 : Vibration isolation products
Pr_80_77_94_15 : Compression isolators
Pr_80_77_94_30 : Flexible vibration isolation hoses
Pr_80_77_94_40 : Inertia bases
Pr_80_77_94_42 : Isolation hangers
Pr_80_77_94_50 : Mat mountings
Pr_80_77_94_60 : Pad mountings
Pr_80_77_94_74 : Rubber bellows
Pr_80_77_94_84 : Spring isolators
Pr_85 : Process engineering products
Pr_85_51 : Milling products
Pr_85_51_34 : Grain milling products
Pr_85_51_34_51 : Millstones
Pr_85_51_51 : Mineral milling products
Pr_85_51_87 : Textile milling products
Pr_85_51_88 : Timber milling products
Pr_85_73 : Robotic products
Pr_90 : Soft facility management products